## 10 Buildings List
ALL 11 GREEN BUILDINGS — MASTER LIST
All 11 buildings are listed here. The Vidyalankar Institute of Technology is included as a dedicated 11th building tab.
No. | Building | Location | Certification / Rating | Official / Reported Points | Date / Period | Evidence /5 | LEED v5 Framework | LEED v5 Max Points
1 | CII–Sohrabji Godrej Green Business Centre | Hyderabad, India | LEED Version 2.0 — Platinum | 56/69 | 31 October 2003 | 4.75 | LEED v5 Framework | LEED v5 Max Points
2 | Suzlon One Earth | Pune, India | LEED Platinum — Building in New Construction | 57 reported | Not specified in reviewed source | 4.75 | BD+C New Construction — July 2026 | 110
3 | ITC Green Centre | Gurugram, India | LEED Platinum — LEED NC v2.1; 2012 recertification reported under LEED v2009 | 99/110 (2012 recertification reported) | Original 2004 certification; 2012 recertification | 4.75 | BD+C New Construction — July 2026 | 110
4 | Indira Paryavaran Bhawan | New Delhi, India | LEED India Platinum; GRIHA 5-Star | Point total not located in reviewed sources | Operational since 2013 | 4.25 | BD+C New Construction — July 2026 | 110
5 | Rajiv Gandhi International Airport | Hyderabad, India | LEED NC Silver | Point total not located in reviewed sources | September 2008 | 3.75 | BD+C New Construction — July 2026 | 110
6 | Olympia Technology Park | Chennai, India | IGBC Existing Building — Platinum | 88/90 | June 2020 | 4.38 | BD+C New Construction — July 2026 | 110
7 | Anna Centenary Library | Chennai, India | LEED NC Gold | 43 reported | July 2010 | 3.88 | BD+C New Construction — July 2026 | 110
8 | Infosys Mysuru Campus / SDB-08 | Mysuru, India | LEED BD+C: Core & Shell v2009 — Platinum | 89/110 | Awarded February 2022 | 4.62 | BD+C New Construction — July 2026 | 110
9 | DLF Cyber City | Gurugram, India | LEED Platinum — Cities & Communities | Point total not located in reviewed sources | 2022 for LEED Platinum Cities & Communities | 4.75 | BD+C New Construction — July 2026 | 110
10 | Wipro Gurgaon | Gurugram, India | LEED Platinum | 57 reported | 2005 reported | 4.62 | BD+C New Construction — July 2026 | 110
11 | Vidyalankar Institute of Technology (VIT) | Wadala, Mumbai, India | No official LEED/IGBC certification located in reviewed sources | Not established | Current/reviewed institutional evidence | 4.75 | BD+C New Construction — July 2026 | 110

## LEED v5 PDF Framework
LEED v5 — JULY 2026 BD+C NEW CONSTRUCTION FRAMEWORK
This is the framework used for the 10-building comparison. Total possible points = 110.
Code | Category | Maximum Points | Share of 110 | Used for comparison
IP | Integrative Process, Planning & Assessments | 1 | 0.9% | Yes — all 10 buildings
LT | Location & Transportation | 15 | 13.6% | Yes — all 10 buildings
SS | Sustainable Sites | 11 | 10.0% | Yes — all 10 buildings
WE | Water Efficiency | 9 | 8.2% | Yes — all 10 buildings
EA | Energy & Atmosphere | 33 | 30.0% | Yes — all 10 buildings
MR | Materials & Resources | 18 | 16.4% | Yes — all 10 buildings
EQ | Indoor Environmental Quality | 13 | 11.8% | Yes — all 10 buildings
PR | Project Priorities | 10 | 9.1% | Yes — all 10 buildings
TOTAL |  | 110 | 100%

## Executive Summary
ALL 11 BUILDINGS — EXECUTIVE SUMMARY
Summary of every building, its certification and the common evidence comparison.
Building | Location | Certification / Rating | Official / Reported Points | Date / Period | Evidence /5 average | Version / Scope Note | Evidence Summary
CII–Sohrabji Godrej Green Business Centre | Hyderabad, India | LEED Version 2.0 — Platinum | 56/69 | 31 October 2003 | 38 | Actual historical LEED v2 score; not a LEED v5 score. | Site planning and green-site measures; documented sustainable-site performance. ¦ Located in an established urban setting with transportation/site measures documented in the project record. ¦ Water efficiency measures; the building achieved 5/5 in the historical Water Efficiency category. ¦ Potable-water reduction, efficient water systems and documented water-saving measures. ¦ Energy-efficient design, commissioning/controls and renewable-energy measures; 14/17 historically. ¦ High recycled/local material content, construction-waste diversion and resource-conscious material selection. ¦ CO₂ monitoring, low-emitting materials, daylighting, thermal/occupant comfort and indoor-air measures. ¦ Innovation/green-building practices contributed to the historical Platinum certification. | LEED v5 Max Points
Suzlon One Earth | Pune, India | LEED Platinum — Building in New Construction | 57 reported | Not specified in reviewed source | 38 | Synefra reports 57 points; a secondary case study has reported a different figure, so the point total should be treated as reported rather than independently verified. | Large planned campus with sustainable site planning and green landscape strategy. ¦ Strong location/transport evidence, including an urban campus approach and sustainable mobility considerations. ¦ Rainwater harvesting and site-level water management. ¦ 100% greywater recycling and rainwater-harvesting measures are reported. ¦ On-site renewable generation through solar/wind; energy-efficient campus design. ¦ Resource-conscious construction and material strategies are documented, though a complete official category score was not located. ¦ High daylight/external-view access and attention to indoor environmental quality. ¦ Sustainable lifestyle/innovation measures and integrated green-campus practices. | 110
ITC Green Centre | Gurugram, India | LEED Platinum — LEED NC v2.1; 2012 recertification reported under LEED v2009 | 99/110 (2012 recertification reported) | Original 2004 certification; 2012 recertification | 38 | Secondary sources conflict on the original 2004 point total. The 2012 recertification score is kept separately. | Sustainable site, stormwater, heat-island and light-pollution measures are documented. ¦ Alternative transportation and access-related credits are documented. ¦ Water-efficient landscaping, wastewater treatment and water-use reduction. ¦ Rainwater/wastewater management and substantial water-use reduction. ¦ Efficient building systems, enhanced commissioning, renewable-energy and refrigerant measures. ¦ Construction-waste diversion, recycled content and regional-material measures. ¦ Outdoor air, ventilation, low-emitting materials, controllability, thermal comfort, daylight and views. ¦ Innovation and regional-priority measures were reported in the scorecard material. | 110
Indira Paryavaran Bhawan | New Delhi, India | LEED India Platinum; GRIHA 5-Star | Point total not located in reviewed sources | Operational since 2013 | 34 | The reviewed sources confirm the Platinum rating but do not provide a complete LEED point total. | Integrated orientation, courtyard and ventilation strategy. ¦ Accessible urban government-campus setting; transportation credit-level evidence is incomplete. ¦ Green-site and landscape planning around the building. ¦ Reported water savings, STP and water-management measures. ¦ 930 kW rooftop solar and about 40% energy savings through efficient systems including chilled-beam air conditioning. ¦ Resource-efficient construction/material measures are documented, but a complete LEED category score was not located. ¦ About 75% natural daylight, ventilation and occupant-focused design. ¦ Integrated high-performance green-building design and net-zero-energy-oriented operation. | 110
Rajiv Gandhi International Airport | Hyderabad, India | LEED NC Silver | Point total not located in reviewed sources | September 2008 | 30 | Reported as the first Asian airport to receive LEED NC Silver for its terminal. | Greenbelt and landscape/environmental-management measures. ¦ Airport access and transportation infrastructure are inherent to the terminal project; complete credit-level score was not located. ¦ Site/terminal design includes environmental and landscape measures. ¦ Water-management measures are part of the airport sustainability program. ¦ Energy conservation, efficient glazing/insulation and renewable-energy measures. ¦ Solid-waste/resource management is documented, but complete LEED material-credit scoring was not located. ¦ Terminal design addresses daylight, indoor environment and efficient building-envelope performance. ¦ Environmental-management initiatives support broader sustainability objectives. | 110
Olympia Technology Park | Chennai, India | IGBC Existing Building — Platinum | 88/90 | June 2020 | 35 | This is an IGBC Existing Building certification, not a LEED certification; the same comparison parameters are used for consistency. | Facility/site management and sustainable-operation practices. ¦ Location/transport evidence is available but not as complete as water/energy evidence. ¦ Site facility-management and environmental practices support sustainable-site performance. ¦ Water Efficiency score was 26 in the IGBC scorecard; treated-water reuse and leak detection are documented. ¦ Energy Efficiency score was 26; daily energy monitoring and optimization are documented. ¦ Resource-management practices are documented; a complete LEED-style material score is not applicable. ¦ Health & Comfort score was 10; daylight and occupant-environment measures are documented. ¦ Innovation score was 12, including operational/training and sustainability initiatives. | 110
Anna Centenary Library | Chennai, India | LEED NC Gold | 43 reported | July 2010 | 31 | Reported as LEED NC Gold; public sources report 43 points. | Library site and landscape measures support sustainable-site performance. ¦ Urban Chennai location and access; complete transportation credit score was not located. ¦ Green-site and building-design measures documented. ¦ Expected potable-water reduction of about 20% is reported. ¦ Expected energy reduction of about 30% is reported. ¦ Eco-friendly housekeeping and resource-conscious construction measures are documented. ¦ CO₂ sensors/DCV, MERV filters, 15-day flush-out, daylight and indoor-air-quality measures. ¦ Green-building operational practices and environmental design measures. | 110
Infosys Mysuru Campus / SDB-08 | Mysuru, India | LEED BD+C: Core & Shell v2009 — Platinum | 89/110 | Awarded February 2022 | 37 | A reproduced LEED scorecard for SDB-08 reports 89/110. | Sustainable site design and site-development measures. ¦ Public-transit credit achieved 6/6 in the reproduced scorecard; other transportation credits are documented. ¦ 23/28 reported for Sustainable Sites in the reproduced scorecard. ¦ 10/10 reported for Water Efficiency. ¦ 33/55 reported for Energy & Atmosphere, including renewable energy and commissioning. ¦ 6/13 reported for Materials & Resources, including recycled/regional materials and construction waste. ¦ 8/12 reported for Indoor Environmental Quality, including daylight and views. ¦ Innovation 5/6 and Regional Priority 4/4 reported. | 110
DLF Cyber City | Gurugram, India | LEED Platinum — Cities & Communities | Point total not located in reviewed sources | 2022 for LEED Platinum Cities & Communities | 38 | This is a district/city/community-scale certification, not a single-building BD+C certification. | Large-scale sustainable development and integrated site management across the district. ¦ Rapid Metro, pedestrian skywalks, shuttle services and EV charging. ¦ Green development, rainwater harvesting and district-level environmental management. ¦ LEED Zero Water and rainwater-management initiatives are documented. ¦ LEED Zero Water/Zero Waste milestones and energy/environmental management across buildings. ¦ Large LEED-certified portfolio and waste-management initiatives. ¦ WELL Health & Safety and building-level indoor-environment programs are documented. ¦ LEED Platinum Cities & Communities plus Zero Water/Zero Waste demonstrate district-scale integrated sustainability. | 110
Wipro Gurgaon | Gurugram, India | LEED Platinum | 57 reported | 2005 reported | 37 | Wipro's sustainability reports confirm the Gurgaon green-building initiative received LEED Platinum; a secondary scorecard reports 57 points. | Sustainable campus/site measures including green landscaping. ¦ Campus access and site planning support sustainable transportation/site objectives. ¦ Green-site and heat/landscape measures are documented. ¦ Water-efficient design and management measures are documented. ¦ Efficient chillers, BMS, occupancy controls, timers, daylight and natural ventilation support energy performance. ¦ Resource-efficient materials and waste measures are documented; complete primary scorecard not located. ¦ Double glazing, natural light/ventilation and indoor environmental controls. ¦ Integrated green-building design and operational practices. | 110
Vidyalankar Institute of Technology (VIT) | Wadala, Mumbai, India | No official LEED/IGBC certification located in reviewed sources | Not established | Current/reviewed institutional evidence | 4.75 | LEED v5 BD+C New Construction framework used only for parameter comparison. | Strong documented evidence across mobility, water, energy, waste/materials, indoor environment and sustainability governance; no official LEED scorecard located. | LEED v5 Max Points
110

## Category Summary
ALL 11 BUILDINGS — LEED v5 110-POINT CATEGORY FRAMEWORK + EVIDENCE
LEED v5 New Construction has 110 possible points. The /5 values below are the existing standardized evidence-strength marks. They are NOT converted into LEED points because certification credit-by-credit requirements and historical rating versions differ.
Building | IP Evidence /5 | IP Max | LT Evidence /5 | LT Max | SS Evidence /5 | SS Max | WE Evidence /5 | WE Max | EA Evidence /5 | EA Max | MR Evidence /5 | MR Max | EQ Evidence /5 | EQ Max | PR Evidence /5 | PR Max | Evidence Avg /5 | LEED v5 Max /110 | Official / Reported Certification
CII–Sohrabji Godrej Green Business Centre | 4 | 1 | 4 | 15 | 5 | 11 | 5 | 9 | 5 | 33 | 5 | 18 | 5 | 13 | 5 | 10 | 4.75 | 110 | 56/69
Suzlon One Earth | 4 | 1 | 5 | 15 | 5 | 11 | 5 | 9 | 5 | 33 | 4 | 18 | 5 | 13 | 5 | 10 | 4.75 | 110 | 57 reported
ITC Green Centre | 4 | 1 | 4 | 15 | 5 | 11 | 5 | 9 | 5 | 33 | 5 | 18 | 5 | 13 | 5 | 10 | 4.75 | 110 | 99/110 (2012 recertification reported)
Indira Paryavaran Bhawan | 4 | 1 | 3 | 15 | 4 | 11 | 5 | 9 | 5 | 33 | 3 | 18 | 5 | 13 | 5 | 10 | 4.25 | 110 | Point total not located in reviewed sources
Rajiv Gandhi International Airport | 3 | 1 | 5 | 15 | 4 | 11 | 4 | 9 | 4 | 33 | 3 | 18 | 4 | 13 | 3 | 10 | 3.75 | 110 | Point total not located in reviewed sources
Olympia Technology Park | 4 | 1 | 3 | 15 | 4 | 11 | 5 | 9 | 5 | 33 | 4 | 18 | 5 | 13 | 5 | 10 | 4.38 | 110 | 88/90
Anna Centenary Library | 3 | 1 | 4 | 15 | 4 | 11 | 4 | 9 | 4 | 33 | 3 | 18 | 5 | 13 | 4 | 10 | 3.88 | 110 | 43 reported
Infosys Mysuru Campus / SDB-08 | 4 | 1 | 5 | 15 | 5 | 11 | 5 | 9 | 5 | 33 | 4 | 18 | 4 | 13 | 5 | 10 | 4.62 | 110 | 89/110
DLF Cyber City | 4 | 1 | 5 | 15 | 5 | 11 | 5 | 9 | 5 | 33 | 5 | 18 | 4 | 13 | 5 | 10 | 4.75 | 110 | Point total not located in reviewed sources
Wipro Gurgaon | 4 | 1 | 4 | 15 | 5 | 11 | 5 | 9 | 5 | 33 | 4 | 18 | 5 | 13 | 5 | 10 | 4.62 | 110 | 57 reported
Vidyalankar Institute of Technology (VIT) | 4 | 1 | 5 | 15 | 4 | 11 | 5 | 9 | 5 | 33 | 5 | 18 | 5 | 13 | 5 | 10 | 4.75 | 110 | No official LEED/IGBC score located

## Common Parameter Matrix
ALL 11 BUILDINGS — COMMON LEED v5 PARAMETERS
Every building uses the same eight parameters. LEED v5 maximum points are shown separately from the standardized evidence-strength marks.
Parameter | LEED v5 Max | CII–Sohrabji Godrej Green Business Centre | Suzlon One Earth | ITC Green Centre | Indira Paryavaran Bhawan | Rajiv Gandhi International Airport | Olympia Technology Park | Anna Centenary Library | Infosys Mysuru Campus / SDB-08 | DLF Cyber City | Wipro Gurgaon | Vidyalankar Institute of Technology (VIT)
IP — Integrative Process, Planning & Assessments | 1 | 4 | 4 | 4 | 4 | 3 | 4 | 3 | 4 | 4 | 4 | 4
LT — Location & Transportation | 15 | 4 | 5 | 4 | 3 | 5 | 3 | 4 | 5 | 5 | 4 | 5
SS — Sustainable Sites | 11 | 5 | 5 | 5 | 4 | 4 | 4 | 4 | 5 | 5 | 5 | 4
WE — Water Efficiency | 9 | 5 | 5 | 5 | 5 | 4 | 5 | 4 | 5 | 5 | 5 | 5
EA — Energy & Atmosphere | 33 | 5 | 5 | 5 | 5 | 4 | 5 | 4 | 5 | 5 | 5 | 5
MR — Materials & Resources | 18 | 5 | 4 | 5 | 3 | 3 | 4 | 3 | 4 | 5 | 4 | 5
EQ — Indoor Environmental Quality | 13 | 5 | 5 | 5 | 5 | 4 | 5 | 5 | 4 | 4 | 5 | 5
PR — Project Priorities | 10 | 5 | 5 | 5 | 5 | 3 | 5 | 4 | 5 | 5 | 5 | 5

## Evidence & Metrics
ALL 10 BUILDINGS — EVIDENCE & METRICS
80 rows = 10 buildings × 8 common parameters.
Building | Parameter | What it checks | Documented implementation / evidence | Evidence Strength /5 | Reason | Official certification score information
CII–Sohrabji Godrej Green Business Centre | IP — Integrative Process, Planning & Assessments | Integrated planning, early analysis, coordination and sustainability goals. | Site planning and green-site measures; documented sustainable-site performance. | 4 | Good documented evidence, with some credit-level details incomplete. | Historical official/reported category marks: SS 11/14; WE 5/5; EA 14/17; MR 9/13; IEQ 13/15; Innovation 4/5.
CII–Sohrabji Godrej Green Business Centre | LT — Location & Transportation | Location, transit, alternative transportation, connectivity and mobility. | Located in an established urban setting with transportation/site measures documented in the project record. | 4 | Good documented evidence, with some credit-level details incomplete. | Historical official/reported category marks: SS 11/14; WE 5/5; EA 14/17; MR 9/13; IEQ 13/15; Innovation 4/5.
CII–Sohrabji Godrej Green Business Centre | SS — Sustainable Sites | Site development, landscape, stormwater, heat-island and light-pollution measures. | Water efficiency measures; the building achieved 5/5 in the historical Water Efficiency category. | 5 | Strong documented evidence across this parameter. | Historical official/reported category marks: SS 11/14; WE 5/5; EA 14/17; MR 9/13; IEQ 13/15; Innovation 4/5.
CII–Sohrabji Godrej Green Business Centre | WE — Water Efficiency | Indoor/outdoor water reduction, wastewater, reuse and water monitoring. | Potable-water reduction, efficient water systems and documented water-saving measures. | 5 | Strong documented evidence across this parameter. | Historical official/reported category marks: SS 11/14; WE 5/5; EA 14/17; MR 9/13; IEQ 13/15; Innovation 4/5.
CII–Sohrabji Godrej Green Business Centre | EA — Energy & Atmosphere | Energy performance, renewables, commissioning, refrigerants and carbon/energy management. | Energy-efficient design, commissioning/controls and renewable-energy measures; 14/17 historically. | 5 | Strong documented evidence across this parameter. | Historical official/reported category marks: SS 11/14; WE 5/5; EA 14/17; MR 9/13; IEQ 13/15; Innovation 4/5.
CII–Sohrabji Godrej Green Business Centre | MR — Materials & Resources | Waste diversion, recycled/regional materials, reuse and responsible sourcing. | High recycled/local material content, construction-waste diversion and resource-conscious material selection. | 5 | Strong documented evidence across this parameter. | Historical official/reported category marks: SS 11/14; WE 5/5; EA 14/17; MR 9/13; IEQ 13/15; Innovation 4/5.
CII–Sohrabji Godrej Green Business Centre | EQ — Indoor Environmental Quality | Ventilation, low-emitting materials, daylight, views, thermal/occupant comfort. | CO₂ monitoring, low-emitting materials, daylighting, thermal/occupant comfort and indoor-air measures. | 5 | Strong documented evidence across this parameter. | Historical official/reported category marks: SS 11/14; WE 5/5; EA 14/17; MR 9/13; IEQ 13/15; Innovation 4/5.
CII–Sohrabji Godrej Green Business Centre | PR — Project Priorities | Innovation, regional priorities and project-specific sustainability priorities. | Innovation/green-building practices contributed to the historical Platinum certification. | 5 | Strong documented evidence across this parameter. | Historical official/reported category marks: SS 11/14; WE 5/5; EA 14/17; MR 9/13; IEQ 13/15; Innovation 4/5.
Suzlon One Earth | IP — Integrative Process, Planning & Assessments | Integrated planning, early analysis, coordination and sustainability goals. | Large planned campus with sustainable site planning and green landscape strategy. | 4 | Good documented evidence, with some credit-level details incomplete. | Complete official category-by-category LEED scorecard was not located in the reviewed sources.
Suzlon One Earth | LT — Location & Transportation | Location, transit, alternative transportation, connectivity and mobility. | Strong location/transport evidence, including an urban campus approach and sustainable mobility considerations. | 5 | Strong documented evidence across this parameter. | Complete official category-by-category LEED scorecard was not located in the reviewed sources.
Suzlon One Earth | SS — Sustainable Sites | Site development, landscape, stormwater, heat-island and light-pollution measures. | Rainwater harvesting and site-level water management. | 5 | Strong documented evidence across this parameter. | Complete official category-by-category LEED scorecard was not located in the reviewed sources.
Suzlon One Earth | WE — Water Efficiency | Indoor/outdoor water reduction, wastewater, reuse and water monitoring. | 100% greywater recycling and rainwater-harvesting measures are reported. | 5 | Strong documented evidence across this parameter. | Complete official category-by-category LEED scorecard was not located in the reviewed sources.
Suzlon One Earth | EA — Energy & Atmosphere | Energy performance, renewables, commissioning, refrigerants and carbon/energy management. | On-site renewable generation through solar/wind; energy-efficient campus design. | 5 | Strong documented evidence across this parameter. | Complete official category-by-category LEED scorecard was not located in the reviewed sources.
Suzlon One Earth | MR — Materials & Resources | Waste diversion, recycled/regional materials, reuse and responsible sourcing. | Resource-conscious construction and material strategies are documented, though a complete official category score was not located. | 4 | Good documented evidence, with some credit-level details incomplete. | Complete official category-by-category LEED scorecard was not located in the reviewed sources.
Suzlon One Earth | EQ — Indoor Environmental Quality | Ventilation, low-emitting materials, daylight, views, thermal/occupant comfort. | High daylight/external-view access and attention to indoor environmental quality. | 5 | Strong documented evidence across this parameter. | Complete official category-by-category LEED scorecard was not located in the reviewed sources.
Suzlon One Earth | PR — Project Priorities | Innovation, regional priorities and project-specific sustainability priorities. | Sustainable lifestyle/innovation measures and integrated green-campus practices. | 5 | Strong documented evidence across this parameter. | Complete official category-by-category LEED scorecard was not located in the reviewed sources.
ITC Green Centre | IP — Integrative Process, Planning & Assessments | Integrated planning, early analysis, coordination and sustainability goals. | Sustainable site, stormwater, heat-island and light-pollution measures are documented. | 4 | Good documented evidence, with some credit-level details incomplete. | Historical/reproduced category details exist in secondary scorecard material; original 2004 total is inconsistent across sources.
ITC Green Centre | LT — Location & Transportation | Location, transit, alternative transportation, connectivity and mobility. | Alternative transportation and access-related credits are documented. | 4 | Good documented evidence, with some credit-level details incomplete. | Historical/reproduced category details exist in secondary scorecard material; original 2004 total is inconsistent across sources.
ITC Green Centre | SS — Sustainable Sites | Site development, landscape, stormwater, heat-island and light-pollution measures. | Water-efficient landscaping, wastewater treatment and water-use reduction. | 5 | Strong documented evidence across this parameter. | Historical/reproduced category details exist in secondary scorecard material; original 2004 total is inconsistent across sources.
ITC Green Centre | WE — Water Efficiency | Indoor/outdoor water reduction, wastewater, reuse and water monitoring. | Rainwater/wastewater management and substantial water-use reduction. | 5 | Strong documented evidence across this parameter. | Historical/reproduced category details exist in secondary scorecard material; original 2004 total is inconsistent across sources.
ITC Green Centre | EA — Energy & Atmosphere | Energy performance, renewables, commissioning, refrigerants and carbon/energy management. | Efficient building systems, enhanced commissioning, renewable-energy and refrigerant measures. | 5 | Strong documented evidence across this parameter. | Historical/reproduced category details exist in secondary scorecard material; original 2004 total is inconsistent across sources.
ITC Green Centre | MR — Materials & Resources | Waste diversion, recycled/regional materials, reuse and responsible sourcing. | Construction-waste diversion, recycled content and regional-material measures. | 5 | Strong documented evidence across this parameter. | Historical/reproduced category details exist in secondary scorecard material; original 2004 total is inconsistent across sources.
ITC Green Centre | EQ — Indoor Environmental Quality | Ventilation, low-emitting materials, daylight, views, thermal/occupant comfort. | Outdoor air, ventilation, low-emitting materials, controllability, thermal comfort, daylight and views. | 5 | Strong documented evidence across this parameter. | Historical/reproduced category details exist in secondary scorecard material; original 2004 total is inconsistent across sources.
ITC Green Centre | PR — Project Priorities | Innovation, regional priorities and project-specific sustainability priorities. | Innovation and regional-priority measures were reported in the scorecard material. | 5 | Strong documented evidence across this parameter. | Historical/reproduced category details exist in secondary scorecard material; original 2004 total is inconsistent across sources.
Indira Paryavaran Bhawan | IP — Integrative Process, Planning & Assessments | Integrated planning, early analysis, coordination and sustainability goals. | Integrated orientation, courtyard and ventilation strategy. | 4 | Good documented evidence, with some credit-level details incomplete. | Complete LEED category-by-category scorecard was not located in the reviewed sources.
Indira Paryavaran Bhawan | LT — Location & Transportation | Location, transit, alternative transportation, connectivity and mobility. | Accessible urban government-campus setting; transportation credit-level evidence is incomplete. | 3 | Some relevant evidence is documented, but important credit-level details/score information are incomplete. | Complete LEED category-by-category scorecard was not located in the reviewed sources.
Indira Paryavaran Bhawan | SS — Sustainable Sites | Site development, landscape, stormwater, heat-island and light-pollution measures. | Green-site and landscape planning around the building. | 4 | Good documented evidence, with some credit-level details incomplete. | Complete LEED category-by-category scorecard was not located in the reviewed sources.
Indira Paryavaran Bhawan | WE — Water Efficiency | Indoor/outdoor water reduction, wastewater, reuse and water monitoring. | Reported water savings, STP and water-management measures. | 5 | Strong documented evidence across this parameter. | Complete LEED category-by-category scorecard was not located in the reviewed sources.
Indira Paryavaran Bhawan | EA — Energy & Atmosphere | Energy performance, renewables, commissioning, refrigerants and carbon/energy management. | 930 kW rooftop solar and about 40% energy savings through efficient systems including chilled-beam air conditioning. | 5 | Strong documented evidence across this parameter. | Complete LEED category-by-category scorecard was not located in the reviewed sources.
Indira Paryavaran Bhawan | MR — Materials & Resources | Waste diversion, recycled/regional materials, reuse and responsible sourcing. | Resource-efficient construction/material measures are documented, but a complete LEED category score was not located. | 3 | Some relevant evidence is documented, but important credit-level details/score information are incomplete. | Complete LEED category-by-category scorecard was not located in the reviewed sources.
Indira Paryavaran Bhawan | EQ — Indoor Environmental Quality | Ventilation, low-emitting materials, daylight, views, thermal/occupant comfort. | About 75% natural daylight, ventilation and occupant-focused design. | 5 | Strong documented evidence across this parameter. | Complete LEED category-by-category scorecard was not located in the reviewed sources.
Indira Paryavaran Bhawan | PR — Project Priorities | Innovation, regional priorities and project-specific sustainability priorities. | Integrated high-performance green-building design and net-zero-energy-oriented operation. | 5 | Strong documented evidence across this parameter. | Complete LEED category-by-category scorecard was not located in the reviewed sources.
Rajiv Gandhi International Airport | IP — Integrative Process, Planning & Assessments | Integrated planning, early analysis, coordination and sustainability goals. | Greenbelt and landscape/environmental-management measures. | 3 | Some relevant evidence is documented, but important credit-level details/score information are incomplete. | Complete LEED category-by-category scorecard was not located in the reviewed sources.
Rajiv Gandhi International Airport | LT — Location & Transportation | Location, transit, alternative transportation, connectivity and mobility. | Airport access and transportation infrastructure are inherent to the terminal project; complete credit-level score was not located. | 5 | Strong documented evidence across this parameter. | Complete LEED category-by-category scorecard was not located in the reviewed sources.
Rajiv Gandhi International Airport | SS — Sustainable Sites | Site development, landscape, stormwater, heat-island and light-pollution measures. | Site/terminal design includes environmental and landscape measures. | 4 | Good documented evidence, with some credit-level details incomplete. | Complete LEED category-by-category scorecard was not located in the reviewed sources.
Rajiv Gandhi International Airport | WE — Water Efficiency | Indoor/outdoor water reduction, wastewater, reuse and water monitoring. | Water-management measures are part of the airport sustainability program. | 4 | Good documented evidence, with some credit-level details incomplete. | Complete LEED category-by-category scorecard was not located in the reviewed sources.
Rajiv Gandhi International Airport | EA — Energy & Atmosphere | Energy performance, renewables, commissioning, refrigerants and carbon/energy management. | Energy conservation, efficient glazing/insulation and renewable-energy measures. | 4 | Good documented evidence, with some credit-level details incomplete. | Complete LEED category-by-category scorecard was not located in the reviewed sources.
Rajiv Gandhi International Airport | MR — Materials & Resources | Waste diversion, recycled/regional materials, reuse and responsible sourcing. | Solid-waste/resource management is documented, but complete LEED material-credit scoring was not located. | 3 | Some relevant evidence is documented, but important credit-level details/score information are incomplete. | Complete LEED category-by-category scorecard was not located in the reviewed sources.
Rajiv Gandhi International Airport | EQ — Indoor Environmental Quality | Ventilation, low-emitting materials, daylight, views, thermal/occupant comfort. | Terminal design addresses daylight, indoor environment and efficient building-envelope performance. | 4 | Good documented evidence, with some credit-level details incomplete. | Complete LEED category-by-category scorecard was not located in the reviewed sources.
Rajiv Gandhi International Airport | PR — Project Priorities | Innovation, regional priorities and project-specific sustainability priorities. | Environmental-management initiatives support broader sustainability objectives. | 3 | Some relevant evidence is documented, but important credit-level details/score information are incomplete. | Complete LEED category-by-category scorecard was not located in the reviewed sources.
Olympia Technology Park | IP — Integrative Process, Planning & Assessments | Integrated planning, early analysis, coordination and sustainability goals. | Facility/site management and sustainable-operation practices. | 4 | Good documented evidence, with some credit-level details incomplete. | IGBC scorecard: Site Facility & Management 14; Water Efficiency 26; Energy Efficiency 26; Health & Comfort 10; Innovation 12; Total 88/90.
Olympia Technology Park | LT — Location & Transportation | Location, transit, alternative transportation, connectivity and mobility. | Location/transport evidence is available but not as complete as water/energy evidence. | 3 | Some relevant evidence is documented, but important credit-level details/score information are incomplete. | IGBC scorecard: Site Facility & Management 14; Water Efficiency 26; Energy Efficiency 26; Health & Comfort 10; Innovation 12; Total 88/90.
Olympia Technology Park | SS — Sustainable Sites | Site development, landscape, stormwater, heat-island and light-pollution measures. | Site facility-management and environmental practices support sustainable-site performance. | 4 | Good documented evidence, with some credit-level details incomplete. | IGBC scorecard: Site Facility & Management 14; Water Efficiency 26; Energy Efficiency 26; Health & Comfort 10; Innovation 12; Total 88/90.
Olympia Technology Park | WE — Water Efficiency | Indoor/outdoor water reduction, wastewater, reuse and water monitoring. | Water Efficiency score was 26 in the IGBC scorecard; treated-water reuse and leak detection are documented. | 5 | Strong documented evidence across this parameter. | IGBC scorecard: Site Facility & Management 14; Water Efficiency 26; Energy Efficiency 26; Health & Comfort 10; Innovation 12; Total 88/90.
Olympia Technology Park | EA — Energy & Atmosphere | Energy performance, renewables, commissioning, refrigerants and carbon/energy management. | Energy Efficiency score was 26; daily energy monitoring and optimization are documented. | 5 | Strong documented evidence across this parameter. | IGBC scorecard: Site Facility & Management 14; Water Efficiency 26; Energy Efficiency 26; Health & Comfort 10; Innovation 12; Total 88/90.
Olympia Technology Park | MR — Materials & Resources | Waste diversion, recycled/regional materials, reuse and responsible sourcing. | Resource-management practices are documented; a complete LEED-style material score is not applicable. | 4 | Good documented evidence, with some credit-level details incomplete. | IGBC scorecard: Site Facility & Management 14; Water Efficiency 26; Energy Efficiency 26; Health & Comfort 10; Innovation 12; Total 88/90.
Olympia Technology Park | EQ — Indoor Environmental Quality | Ventilation, low-emitting materials, daylight, views, thermal/occupant comfort. | Health & Comfort score was 10; daylight and occupant-environment measures are documented. | 5 | Strong documented evidence across this parameter. | IGBC scorecard: Site Facility & Management 14; Water Efficiency 26; Energy Efficiency 26; Health & Comfort 10; Innovation 12; Total 88/90.
Olympia Technology Park | PR — Project Priorities | Innovation, regional priorities and project-specific sustainability priorities. | Innovation score was 12, including operational/training and sustainability initiatives. | 5 | Strong documented evidence across this parameter. | IGBC scorecard: Site Facility & Management 14; Water Efficiency 26; Energy Efficiency 26; Health & Comfort 10; Innovation 12; Total 88/90.
Anna Centenary Library | IP — Integrative Process, Planning & Assessments | Integrated planning, early analysis, coordination and sustainability goals. | Library site and landscape measures support sustainable-site performance. | 3 | Some relevant evidence is documented, but important credit-level details/score information are incomplete. | Complete LEED category-by-category scorecard was not located in the reviewed sources.
Anna Centenary Library | LT — Location & Transportation | Location, transit, alternative transportation, connectivity and mobility. | Urban Chennai location and access; complete transportation credit score was not located. | 4 | Good documented evidence, with some credit-level details incomplete. | Complete LEED category-by-category scorecard was not located in the reviewed sources.
Anna Centenary Library | SS — Sustainable Sites | Site development, landscape, stormwater, heat-island and light-pollution measures. | Green-site and building-design measures documented. | 4 | Good documented evidence, with some credit-level details incomplete. | Complete LEED category-by-category scorecard was not located in the reviewed sources.
Anna Centenary Library | WE — Water Efficiency | Indoor/outdoor water reduction, wastewater, reuse and water monitoring. | Expected potable-water reduction of about 20% is reported. | 4 | Good documented evidence, with some credit-level details incomplete. | Complete LEED category-by-category scorecard was not located in the reviewed sources.
Anna Centenary Library | EA — Energy & Atmosphere | Energy performance, renewables, commissioning, refrigerants and carbon/energy management. | Expected energy reduction of about 30% is reported. | 4 | Good documented evidence, with some credit-level details incomplete. | Complete LEED category-by-category scorecard was not located in the reviewed sources.
Anna Centenary Library | MR — Materials & Resources | Waste diversion, recycled/regional materials, reuse and responsible sourcing. | Eco-friendly housekeeping and resource-conscious construction measures are documented. | 3 | Some relevant evidence is documented, but important credit-level details/score information are incomplete. | Complete LEED category-by-category scorecard was not located in the reviewed sources.
Anna Centenary Library | EQ — Indoor Environmental Quality | Ventilation, low-emitting materials, daylight, views, thermal/occupant comfort. | CO₂ sensors/DCV, MERV filters, 15-day flush-out, daylight and indoor-air-quality measures. | 5 | Strong documented evidence across this parameter. | Complete LEED category-by-category scorecard was not located in the reviewed sources.
Anna Centenary Library | PR — Project Priorities | Innovation, regional priorities and project-specific sustainability priorities. | Green-building operational practices and environmental design measures. | 4 | Good documented evidence, with some credit-level details incomplete. | Complete LEED category-by-category scorecard was not located in the reviewed sources.
Infosys Mysuru Campus / SDB-08 | IP — Integrative Process, Planning & Assessments | Integrated planning, early analysis, coordination and sustainability goals. | Sustainable site design and site-development measures. | 4 | Good documented evidence, with some credit-level details incomplete. | Reproduced scorecard: SS 23/28; WE 10/10; EA 33/55; MR 6/13; EQ 8/12; Innovation 5/6; Regional Priority 4/4.
Infosys Mysuru Campus / SDB-08 | LT — Location & Transportation | Location, transit, alternative transportation, connectivity and mobility. | Public-transit credit achieved 6/6 in the reproduced scorecard; other transportation credits are documented. | 5 | Strong documented evidence across this parameter. | Reproduced scorecard: SS 23/28; WE 10/10; EA 33/55; MR 6/13; EQ 8/12; Innovation 5/6; Regional Priority 4/4.
Infosys Mysuru Campus / SDB-08 | SS — Sustainable Sites | Site development, landscape, stormwater, heat-island and light-pollution measures. | 23/28 reported for Sustainable Sites in the reproduced scorecard. | 5 | Strong documented evidence across this parameter. | Reproduced scorecard: SS 23/28; WE 10/10; EA 33/55; MR 6/13; EQ 8/12; Innovation 5/6; Regional Priority 4/4.
Infosys Mysuru Campus / SDB-08 | WE — Water Efficiency | Indoor/outdoor water reduction, wastewater, reuse and water monitoring. | 10/10 reported for Water Efficiency. | 5 | Strong documented evidence across this parameter. | Reproduced scorecard: SS 23/28; WE 10/10; EA 33/55; MR 6/13; EQ 8/12; Innovation 5/6; Regional Priority 4/4.
Infosys Mysuru Campus / SDB-08 | EA — Energy & Atmosphere | Energy performance, renewables, commissioning, refrigerants and carbon/energy management. | 33/55 reported for Energy & Atmosphere, including renewable energy and commissioning. | 5 | Strong documented evidence across this parameter. | Reproduced scorecard: SS 23/28; WE 10/10; EA 33/55; MR 6/13; EQ 8/12; Innovation 5/6; Regional Priority 4/4.
Infosys Mysuru Campus / SDB-08 | MR — Materials & Resources | Waste diversion, recycled/regional materials, reuse and responsible sourcing. | 6/13 reported for Materials & Resources, including recycled/regional materials and construction waste. | 4 | Good documented evidence, with some credit-level details incomplete. | Reproduced scorecard: SS 23/28; WE 10/10; EA 33/55; MR 6/13; EQ 8/12; Innovation 5/6; Regional Priority 4/4.
Infosys Mysuru Campus / SDB-08 | EQ — Indoor Environmental Quality | Ventilation, low-emitting materials, daylight, views, thermal/occupant comfort. | 8/12 reported for Indoor Environmental Quality, including daylight and views. | 4 | Good documented evidence, with some credit-level details incomplete. | Reproduced scorecard: SS 23/28; WE 10/10; EA 33/55; MR 6/13; EQ 8/12; Innovation 5/6; Regional Priority 4/4.
Infosys Mysuru Campus / SDB-08 | PR — Project Priorities | Innovation, regional priorities and project-specific sustainability priorities. | Innovation 5/6 and Regional Priority 4/4 reported. | 5 | Strong documented evidence across this parameter. | Reproduced scorecard: SS 23/28; WE 10/10; EA 33/55; MR 6/13; EQ 8/12; Innovation 5/6; Regional Priority 4/4.
DLF Cyber City | IP — Integrative Process, Planning & Assessments | Integrated planning, early analysis, coordination and sustainability goals. | Large-scale sustainable development and integrated site management across the district. | 4 | Good documented evidence, with some credit-level details incomplete. | Complete LEED Cities & Communities point-by-point scorecard was not located in the reviewed sources.
DLF Cyber City | LT — Location & Transportation | Location, transit, alternative transportation, connectivity and mobility. | Rapid Metro, pedestrian skywalks, shuttle services and EV charging. | 5 | Strong documented evidence across this parameter. | Complete LEED Cities & Communities point-by-point scorecard was not located in the reviewed sources.
DLF Cyber City | SS — Sustainable Sites | Site development, landscape, stormwater, heat-island and light-pollution measures. | Green development, rainwater harvesting and district-level environmental management. | 5 | Strong documented evidence across this parameter. | Complete LEED Cities & Communities point-by-point scorecard was not located in the reviewed sources.
DLF Cyber City | WE — Water Efficiency | Indoor/outdoor water reduction, wastewater, reuse and water monitoring. | LEED Zero Water and rainwater-management initiatives are documented. | 5 | Strong documented evidence across this parameter. | Complete LEED Cities & Communities point-by-point scorecard was not located in the reviewed sources.
DLF Cyber City | EA — Energy & Atmosphere | Energy performance, renewables, commissioning, refrigerants and carbon/energy management. | LEED Zero Water/Zero Waste milestones and energy/environmental management across buildings. | 5 | Strong documented evidence across this parameter. | Complete LEED Cities & Communities point-by-point scorecard was not located in the reviewed sources.
DLF Cyber City | MR — Materials & Resources | Waste diversion, recycled/regional materials, reuse and responsible sourcing. | Large LEED-certified portfolio and waste-management initiatives. | 5 | Strong documented evidence across this parameter. | Complete LEED Cities & Communities point-by-point scorecard was not located in the reviewed sources.
DLF Cyber City | EQ — Indoor Environmental Quality | Ventilation, low-emitting materials, daylight, views, thermal/occupant comfort. | WELL Health & Safety and building-level indoor-environment programs are documented. | 4 | Good documented evidence, with some credit-level details incomplete. | Complete LEED Cities & Communities point-by-point scorecard was not located in the reviewed sources.
DLF Cyber City | PR — Project Priorities | Innovation, regional priorities and project-specific sustainability priorities. | LEED Platinum Cities & Communities plus Zero Water/Zero Waste demonstrate district-scale integrated sustainability. | 5 | Strong documented evidence across this parameter. | Complete LEED Cities & Communities point-by-point scorecard was not located in the reviewed sources.
Wipro Gurgaon | IP — Integrative Process, Planning & Assessments | Integrated planning, early analysis, coordination and sustainability goals. | Sustainable campus/site measures including green landscaping. | 4 | Good documented evidence, with some credit-level details incomplete. | Secondary scorecard reports SS 12/14; WE 5/5; EA 14/17; MR 6/13; IEQ 12/15; Innovation 5/5; Regional Priority 3/4.
Wipro Gurgaon | LT — Location & Transportation | Location, transit, alternative transportation, connectivity and mobility. | Campus access and site planning support sustainable transportation/site objectives. | 4 | Good documented evidence, with some credit-level details incomplete. | Secondary scorecard reports SS 12/14; WE 5/5; EA 14/17; MR 6/13; IEQ 12/15; Innovation 5/5; Regional Priority 3/4.
Wipro Gurgaon | SS — Sustainable Sites | Site development, landscape, stormwater, heat-island and light-pollution measures. | Green-site and heat/landscape measures are documented. | 5 | Strong documented evidence across this parameter. | Secondary scorecard reports SS 12/14; WE 5/5; EA 14/17; MR 6/13; IEQ 12/15; Innovation 5/5; Regional Priority 3/4.
Wipro Gurgaon | WE — Water Efficiency | Indoor/outdoor water reduction, wastewater, reuse and water monitoring. | Water-efficient design and management measures are documented. | 5 | Strong documented evidence across this parameter. | Secondary scorecard reports SS 12/14; WE 5/5; EA 14/17; MR 6/13; IEQ 12/15; Innovation 5/5; Regional Priority 3/4.
Wipro Gurgaon | EA — Energy & Atmosphere | Energy performance, renewables, commissioning, refrigerants and carbon/energy management. | Efficient chillers, BMS, occupancy controls, timers, daylight and natural ventilation support energy performance. | 5 | Strong documented evidence across this parameter. | Secondary scorecard reports SS 12/14; WE 5/5; EA 14/17; MR 6/13; IEQ 12/15; Innovation 5/5; Regional Priority 3/4.
Wipro Gurgaon | MR — Materials & Resources | Waste diversion, recycled/regional materials, reuse and responsible sourcing. | Resource-efficient materials and waste measures are documented; complete primary scorecard not located. | 4 | Good documented evidence, with some credit-level details incomplete. | Secondary scorecard reports SS 12/14; WE 5/5; EA 14/17; MR 6/13; IEQ 12/15; Innovation 5/5; Regional Priority 3/4.
Wipro Gurgaon | EQ — Indoor Environmental Quality | Ventilation, low-emitting materials, daylight, views, thermal/occupant comfort. | Double glazing, natural light/ventilation and indoor environmental controls. | 5 | Strong documented evidence across this parameter. | Secondary scorecard reports SS 12/14; WE 5/5; EA 14/17; MR 6/13; IEQ 12/15; Innovation 5/5; Regional Priority 3/4.
Wipro Gurgaon | PR — Project Priorities | Innovation, regional priorities and project-specific sustainability priorities. | Integrated green-building design and operational practices. | 5 | Strong documented evidence across this parameter. | Secondary scorecard reports SS 12/14; WE 5/5; EA 14/17; MR 6/13; IEQ 12/15; Innovation 5/5; Regional Priority 3/4.
VIT — DOCUMENTED EVIDENCE & METRICS
Area | Documented information | Source type | Currentness / limitation | Relevance
Location & access | Wadala (East), Mumbai; public transport includes suburban railway, city bus, Monorail/Metro; skywalk to Wadala Road station documented. | VIT Self Study Report / NAAC | Historical documentation; exact current modal split not located. | LT
Cycling / mobility | Bicycle use and 'Bicycle to College Day'; car-pooling; green-campus AQAR records bicycle/battery-powered vehicles and pedestrian-friendly pathways. | VIT Self Study Report / AQAR | Exact current bicycle infrastructure count not located. | LT
Water | Rainwater harvesting/recharge, STP, treated wastewater used for landscaping, push taps and water-conservation awareness. | VIT Self Study Report / CSR | Exact current STP capacity and annual water savings not located. | WE
Solar / renewable energy | VIT documents solar-energy projects; a 2018 VIT procurement record specifies a 3 kW solar power generator for M Block Lab 514. | VIT energy documentation / procurement record | The 3 kW document is a procurement record; current campus-wide solar capacity is not established from the reviewed record. | EA
Passive design | Oversized roof, porous skin, natural light and ventilation; classrooms described with multiple sides for light/ventilation. | Architectural project documentation | Architecture source describes the original building/design; current operation may differ. | EA / EQ / SS
Lighting / controls | LED lighting and occupancy-sensor lighting in some washrooms/restrooms are documented. | VIT sustainability documentation | Coverage across all campus spaces not quantified. | EA
Waste / e-waste | E-waste collection, authorized recycling, systematic disposal of computers/monitors/printers, composting/wet-waste measures and plastic awareness. | VIT CSR / AQAR | Exact annual waste quantities/diversion rates not located. | MR
Green campus | Green landscaping, plastic-free initiatives, pedestrian-friendly pathways and environmental awareness programmes documented. | VIT SSR / AQAR | No full site-area or landscape percentage located. | SS / PR
Indoor environment | Buildings described as thermally, visually and acoustically comfortable; natural daylight/ventilation and glare control documented. | VIT SSR / architecture source | No formal indoor-air or thermal-comfort measurements located. | EQ
Sustainability governance | VIT has environmental/green-campus initiatives and NAAC/AQAR environmental documentation. | VIT institutional documents | A complete LEED integrative-process credit file was not located. | IP / PR

## Building Detail - 10
ALL 10 BUILDINGS — DETAILED PARAMETER ANALYSIS
All 10 buildings are included in one detailed sheet, with the same eight parameter rows for each.
Building | Parameter | What it checks | Documented implementation | Evidence Strength /5 | Interpretation | Certification / Points | Official category score information
CII–Sohrabji Godrej Green Business Centre | IP — Integrative Process, Planning & Assessments | Integrated planning, early analysis, coordination and sustainability goals. | Site planning and green-site measures; documented sustainable-site performance. | 4 | Good documented evidence, with some credit-level details incomplete. | LEED Version 2.0 — Platinum — 56/69 | Historical official/reported category marks: SS 11/14; WE 5/5; EA 14/17; MR 9/13; IEQ 13/15; Innovation 4/5.
CII–Sohrabji Godrej Green Business Centre | LT — Location & Transportation | Location, transit, alternative transportation, connectivity and mobility. | Located in an established urban setting with transportation/site measures documented in the project record. | 4 | Good documented evidence, with some credit-level details incomplete. | LEED Version 2.0 — Platinum — 56/69 | Historical official/reported category marks: SS 11/14; WE 5/5; EA 14/17; MR 9/13; IEQ 13/15; Innovation 4/5.
CII–Sohrabji Godrej Green Business Centre | SS — Sustainable Sites | Site development, landscape, stormwater, heat-island and light-pollution measures. | Water efficiency measures; the building achieved 5/5 in the historical Water Efficiency category. | 5 | Strong documented evidence across this parameter. | LEED Version 2.0 — Platinum — 56/69 | Historical official/reported category marks: SS 11/14; WE 5/5; EA 14/17; MR 9/13; IEQ 13/15; Innovation 4/5.
CII–Sohrabji Godrej Green Business Centre | WE — Water Efficiency | Indoor/outdoor water reduction, wastewater, reuse and water monitoring. | Potable-water reduction, efficient water systems and documented water-saving measures. | 5 | Strong documented evidence across this parameter. | LEED Version 2.0 — Platinum — 56/69 | Historical official/reported category marks: SS 11/14; WE 5/5; EA 14/17; MR 9/13; IEQ 13/15; Innovation 4/5.
CII–Sohrabji Godrej Green Business Centre | EA — Energy & Atmosphere | Energy performance, renewables, commissioning, refrigerants and carbon/energy management. | Energy-efficient design, commissioning/controls and renewable-energy measures; 14/17 historically. | 5 | Strong documented evidence across this parameter. | LEED Version 2.0 — Platinum — 56/69 | Historical official/reported category marks: SS 11/14; WE 5/5; EA 14/17; MR 9/13; IEQ 13/15; Innovation 4/5.
CII–Sohrabji Godrej Green Business Centre | MR — Materials & Resources | Waste diversion, recycled/regional materials, reuse and responsible sourcing. | High recycled/local material content, construction-waste diversion and resource-conscious material selection. | 5 | Strong documented evidence across this parameter. | LEED Version 2.0 — Platinum — 56/69 | Historical official/reported category marks: SS 11/14; WE 5/5; EA 14/17; MR 9/13; IEQ 13/15; Innovation 4/5.
CII–Sohrabji Godrej Green Business Centre | EQ — Indoor Environmental Quality | Ventilation, low-emitting materials, daylight, views, thermal/occupant comfort. | CO₂ monitoring, low-emitting materials, daylighting, thermal/occupant comfort and indoor-air measures. | 5 | Strong documented evidence across this parameter. | LEED Version 2.0 — Platinum — 56/69 | Historical official/reported category marks: SS 11/14; WE 5/5; EA 14/17; MR 9/13; IEQ 13/15; Innovation 4/5.
CII–Sohrabji Godrej Green Business Centre | PR — Project Priorities | Innovation, regional priorities and project-specific sustainability priorities. | Innovation/green-building practices contributed to the historical Platinum certification. | 5 | Strong documented evidence across this parameter. | LEED Version 2.0 — Platinum — 56/69 | Historical official/reported category marks: SS 11/14; WE 5/5; EA 14/17; MR 9/13; IEQ 13/15; Innovation 4/5.
Suzlon One Earth | IP — Integrative Process, Planning & Assessments | Integrated planning, early analysis, coordination and sustainability goals. | Large planned campus with sustainable site planning and green landscape strategy. | 4 | Good documented evidence, with some credit-level details incomplete. | LEED Platinum — Building in New Construction — 57 reported | Complete official category-by-category LEED scorecard was not located in the reviewed sources.
Suzlon One Earth | LT — Location & Transportation | Location, transit, alternative transportation, connectivity and mobility. | Strong location/transport evidence, including an urban campus approach and sustainable mobility considerations. | 5 | Strong documented evidence across this parameter. | LEED Platinum — Building in New Construction — 57 reported | Complete official category-by-category LEED scorecard was not located in the reviewed sources.
Suzlon One Earth | SS — Sustainable Sites | Site development, landscape, stormwater, heat-island and light-pollution measures. | Rainwater harvesting and site-level water management. | 5 | Strong documented evidence across this parameter. | LEED Platinum — Building in New Construction — 57 reported | Complete official category-by-category LEED scorecard was not located in the reviewed sources.
Suzlon One Earth | WE — Water Efficiency | Indoor/outdoor water reduction, wastewater, reuse and water monitoring. | 100% greywater recycling and rainwater-harvesting measures are reported. | 5 | Strong documented evidence across this parameter. | LEED Platinum — Building in New Construction — 57 reported | Complete official category-by-category LEED scorecard was not located in the reviewed sources.
Suzlon One Earth | EA — Energy & Atmosphere | Energy performance, renewables, commissioning, refrigerants and carbon/energy management. | On-site renewable generation through solar/wind; energy-efficient campus design. | 5 | Strong documented evidence across this parameter. | LEED Platinum — Building in New Construction — 57 reported | Complete official category-by-category LEED scorecard was not located in the reviewed sources.
Suzlon One Earth | MR — Materials & Resources | Waste diversion, recycled/regional materials, reuse and responsible sourcing. | Resource-conscious construction and material strategies are documented, though a complete official category score was not located. | 4 | Good documented evidence, with some credit-level details incomplete. | LEED Platinum — Building in New Construction — 57 reported | Complete official category-by-category LEED scorecard was not located in the reviewed sources.
Suzlon One Earth | EQ — Indoor Environmental Quality | Ventilation, low-emitting materials, daylight, views, thermal/occupant comfort. | High daylight/external-view access and attention to indoor environmental quality. | 5 | Strong documented evidence across this parameter. | LEED Platinum — Building in New Construction — 57 reported | Complete official category-by-category LEED scorecard was not located in the reviewed sources.
Suzlon One Earth | PR — Project Priorities | Innovation, regional priorities and project-specific sustainability priorities. | Sustainable lifestyle/innovation measures and integrated green-campus practices. | 5 | Strong documented evidence across this parameter. | LEED Platinum — Building in New Construction — 57 reported | Complete official category-by-category LEED scorecard was not located in the reviewed sources.
ITC Green Centre | IP — Integrative Process, Planning & Assessments | Integrated planning, early analysis, coordination and sustainability goals. | Sustainable site, stormwater, heat-island and light-pollution measures are documented. | 4 | Good documented evidence, with some credit-level details incomplete. | LEED Platinum — LEED NC v2.1; 2012 recertification reported under LEED v2009 — 99/110 (2012 recertification reported) | Historical/reproduced category details exist in secondary scorecard material; original 2004 total is inconsistent across sources.
ITC Green Centre | LT — Location & Transportation | Location, transit, alternative transportation, connectivity and mobility. | Alternative transportation and access-related credits are documented. | 4 | Good documented evidence, with some credit-level details incomplete. | LEED Platinum — LEED NC v2.1; 2012 recertification reported under LEED v2009 — 99/110 (2012 recertification reported) | Historical/reproduced category details exist in secondary scorecard material; original 2004 total is inconsistent across sources.
ITC Green Centre | SS — Sustainable Sites | Site development, landscape, stormwater, heat-island and light-pollution measures. | Water-efficient landscaping, wastewater treatment and water-use reduction. | 5 | Strong documented evidence across this parameter. | LEED Platinum — LEED NC v2.1; 2012 recertification reported under LEED v2009 — 99/110 (2012 recertification reported) | Historical/reproduced category details exist in secondary scorecard material; original 2004 total is inconsistent across sources.
ITC Green Centre | WE — Water Efficiency | Indoor/outdoor water reduction, wastewater, reuse and water monitoring. | Rainwater/wastewater management and substantial water-use reduction. | 5 | Strong documented evidence across this parameter. | LEED Platinum — LEED NC v2.1; 2012 recertification reported under LEED v2009 — 99/110 (2012 recertification reported) | Historical/reproduced category details exist in secondary scorecard material; original 2004 total is inconsistent across sources.
ITC Green Centre | EA — Energy & Atmosphere | Energy performance, renewables, commissioning, refrigerants and carbon/energy management. | Efficient building systems, enhanced commissioning, renewable-energy and refrigerant measures. | 5 | Strong documented evidence across this parameter. | LEED Platinum — LEED NC v2.1; 2012 recertification reported under LEED v2009 — 99/110 (2012 recertification reported) | Historical/reproduced category details exist in secondary scorecard material; original 2004 total is inconsistent across sources.
ITC Green Centre | MR — Materials & Resources | Waste diversion, recycled/regional materials, reuse and responsible sourcing. | Construction-waste diversion, recycled content and regional-material measures. | 5 | Strong documented evidence across this parameter. | LEED Platinum — LEED NC v2.1; 2012 recertification reported under LEED v2009 — 99/110 (2012 recertification reported) | Historical/reproduced category details exist in secondary scorecard material; original 2004 total is inconsistent across sources.
ITC Green Centre | EQ — Indoor Environmental Quality | Ventilation, low-emitting materials, daylight, views, thermal/occupant comfort. | Outdoor air, ventilation, low-emitting materials, controllability, thermal comfort, daylight and views. | 5 | Strong documented evidence across this parameter. | LEED Platinum — LEED NC v2.1; 2012 recertification reported under LEED v2009 — 99/110 (2012 recertification reported) | Historical/reproduced category details exist in secondary scorecard material; original 2004 total is inconsistent across sources.
ITC Green Centre | PR — Project Priorities | Innovation, regional priorities and project-specific sustainability priorities. | Innovation and regional-priority measures were reported in the scorecard material. | 5 | Strong documented evidence across this parameter. | LEED Platinum — LEED NC v2.1; 2012 recertification reported under LEED v2009 — 99/110 (2012 recertification reported) | Historical/reproduced category details exist in secondary scorecard material; original 2004 total is inconsistent across sources.
Indira Paryavaran Bhawan | IP — Integrative Process, Planning & Assessments | Integrated planning, early analysis, coordination and sustainability goals. | Integrated orientation, courtyard and ventilation strategy. | 4 | Good documented evidence, with some credit-level details incomplete. | LEED India Platinum; GRIHA 5-Star — Point total not located in reviewed sources | Complete LEED category-by-category scorecard was not located in the reviewed sources.
Indira Paryavaran Bhawan | LT — Location & Transportation | Location, transit, alternative transportation, connectivity and mobility. | Accessible urban government-campus setting; transportation credit-level evidence is incomplete. | 3 | Some relevant evidence is documented, but important credit-level details/score information are incomplete. | LEED India Platinum; GRIHA 5-Star — Point total not located in reviewed sources | Complete LEED category-by-category scorecard was not located in the reviewed sources.
Indira Paryavaran Bhawan | SS — Sustainable Sites | Site development, landscape, stormwater, heat-island and light-pollution measures. | Green-site and landscape planning around the building. | 4 | Good documented evidence, with some credit-level details incomplete. | LEED India Platinum; GRIHA 5-Star — Point total not located in reviewed sources | Complete LEED category-by-category scorecard was not located in the reviewed sources.
Indira Paryavaran Bhawan | WE — Water Efficiency | Indoor/outdoor water reduction, wastewater, reuse and water monitoring. | Reported water savings, STP and water-management measures. | 5 | Strong documented evidence across this parameter. | LEED India Platinum; GRIHA 5-Star — Point total not located in reviewed sources | Complete LEED category-by-category scorecard was not located in the reviewed sources.
Indira Paryavaran Bhawan | EA — Energy & Atmosphere | Energy performance, renewables, commissioning, refrigerants and carbon/energy management. | 930 kW rooftop solar and about 40% energy savings through efficient systems including chilled-beam air conditioning. | 5 | Strong documented evidence across this parameter. | LEED India Platinum; GRIHA 5-Star — Point total not located in reviewed sources | Complete LEED category-by-category scorecard was not located in the reviewed sources.
Indira Paryavaran Bhawan | MR — Materials & Resources | Waste diversion, recycled/regional materials, reuse and responsible sourcing. | Resource-efficient construction/material measures are documented, but a complete LEED category score was not located. | 3 | Some relevant evidence is documented, but important credit-level details/score information are incomplete. | LEED India Platinum; GRIHA 5-Star — Point total not located in reviewed sources | Complete LEED category-by-category scorecard was not located in the reviewed sources.
Indira Paryavaran Bhawan | EQ — Indoor Environmental Quality | Ventilation, low-emitting materials, daylight, views, thermal/occupant comfort. | About 75% natural daylight, ventilation and occupant-focused design. | 5 | Strong documented evidence across this parameter. | LEED India Platinum; GRIHA 5-Star — Point total not located in reviewed sources | Complete LEED category-by-category scorecard was not located in the reviewed sources.
Indira Paryavaran Bhawan | PR — Project Priorities | Innovation, regional priorities and project-specific sustainability priorities. | Integrated high-performance green-building design and net-zero-energy-oriented operation. | 5 | Strong documented evidence across this parameter. | LEED India Platinum; GRIHA 5-Star — Point total not located in reviewed sources | Complete LEED category-by-category scorecard was not located in the reviewed sources.
Rajiv Gandhi International Airport | IP — Integrative Process, Planning & Assessments | Integrated planning, early analysis, coordination and sustainability goals. | Greenbelt and landscape/environmental-management measures. | 3 | Some relevant evidence is documented, but important credit-level details/score information are incomplete. | LEED NC Silver — Point total not located in reviewed sources | Complete LEED category-by-category scorecard was not located in the reviewed sources.
Rajiv Gandhi International Airport | LT — Location & Transportation | Location, transit, alternative transportation, connectivity and mobility. | Airport access and transportation infrastructure are inherent to the terminal project; complete credit-level score was not located. | 5 | Strong documented evidence across this parameter. | LEED NC Silver — Point total not located in reviewed sources | Complete LEED category-by-category scorecard was not located in the reviewed sources.
Rajiv Gandhi International Airport | SS — Sustainable Sites | Site development, landscape, stormwater, heat-island and light-pollution measures. | Site/terminal design includes environmental and landscape measures. | 4 | Good documented evidence, with some credit-level details incomplete. | LEED NC Silver — Point total not located in reviewed sources | Complete LEED category-by-category scorecard was not located in the reviewed sources.
Rajiv Gandhi International Airport | WE — Water Efficiency | Indoor/outdoor water reduction, wastewater, reuse and water monitoring. | Water-management measures are part of the airport sustainability program. | 4 | Good documented evidence, with some credit-level details incomplete. | LEED NC Silver — Point total not located in reviewed sources | Complete LEED category-by-category scorecard was not located in the reviewed sources.
Rajiv Gandhi International Airport | EA — Energy & Atmosphere | Energy performance, renewables, commissioning, refrigerants and carbon/energy management. | Energy conservation, efficient glazing/insulation and renewable-energy measures. | 4 | Good documented evidence, with some credit-level details incomplete. | LEED NC Silver — Point total not located in reviewed sources | Complete LEED category-by-category scorecard was not located in the reviewed sources.
Rajiv Gandhi International Airport | MR — Materials & Resources | Waste diversion, recycled/regional materials, reuse and responsible sourcing. | Solid-waste/resource management is documented, but complete LEED material-credit scoring was not located. | 3 | Some relevant evidence is documented, but important credit-level details/score information are incomplete. | LEED NC Silver — Point total not located in reviewed sources | Complete LEED category-by-category scorecard was not located in the reviewed sources.
Rajiv Gandhi International Airport | EQ — Indoor Environmental Quality | Ventilation, low-emitting materials, daylight, views, thermal/occupant comfort. | Terminal design addresses daylight, indoor environment and efficient building-envelope performance. | 4 | Good documented evidence, with some credit-level details incomplete. | LEED NC Silver — Point total not located in reviewed sources | Complete LEED category-by-category scorecard was not located in the reviewed sources.
Rajiv Gandhi International Airport | PR — Project Priorities | Innovation, regional priorities and project-specific sustainability priorities. | Environmental-management initiatives support broader sustainability objectives. | 3 | Some relevant evidence is documented, but important credit-level details/score information are incomplete. | LEED NC Silver — Point total not located in reviewed sources | Complete LEED category-by-category scorecard was not located in the reviewed sources.
Olympia Technology Park | IP — Integrative Process, Planning & Assessments | Integrated planning, early analysis, coordination and sustainability goals. | Facility/site management and sustainable-operation practices. | 4 | Good documented evidence, with some credit-level details incomplete. | IGBC Existing Building — Platinum — 88/90 | IGBC scorecard: Site Facility & Management 14; Water Efficiency 26; Energy Efficiency 26; Health & Comfort 10; Innovation 12; Total 88/90.
Olympia Technology Park | LT — Location & Transportation | Location, transit, alternative transportation, connectivity and mobility. | Location/transport evidence is available but not as complete as water/energy evidence. | 3 | Some relevant evidence is documented, but important credit-level details/score information are incomplete. | IGBC Existing Building — Platinum — 88/90 | IGBC scorecard: Site Facility & Management 14; Water Efficiency 26; Energy Efficiency 26; Health & Comfort 10; Innovation 12; Total 88/90.
Olympia Technology Park | SS — Sustainable Sites | Site development, landscape, stormwater, heat-island and light-pollution measures. | Site facility-management and environmental practices support sustainable-site performance. | 4 | Good documented evidence, with some credit-level details incomplete. | IGBC Existing Building — Platinum — 88/90 | IGBC scorecard: Site Facility & Management 14; Water Efficiency 26; Energy Efficiency 26; Health & Comfort 10; Innovation 12; Total 88/90.
Olympia Technology Park | WE — Water Efficiency | Indoor/outdoor water reduction, wastewater, reuse and water monitoring. | Water Efficiency score was 26 in the IGBC scorecard; treated-water reuse and leak detection are documented. | 5 | Strong documented evidence across this parameter. | IGBC Existing Building — Platinum — 88/90 | IGBC scorecard: Site Facility & Management 14; Water Efficiency 26; Energy Efficiency 26; Health & Comfort 10; Innovation 12; Total 88/90.
Olympia Technology Park | EA — Energy & Atmosphere | Energy performance, renewables, commissioning, refrigerants and carbon/energy management. | Energy Efficiency score was 26; daily energy monitoring and optimization are documented. | 5 | Strong documented evidence across this parameter. | IGBC Existing Building — Platinum — 88/90 | IGBC scorecard: Site Facility & Management 14; Water Efficiency 26; Energy Efficiency 26; Health & Comfort 10; Innovation 12; Total 88/90.
Olympia Technology Park | MR — Materials & Resources | Waste diversion, recycled/regional materials, reuse and responsible sourcing. | Resource-management practices are documented; a complete LEED-style material score is not applicable. | 4 | Good documented evidence, with some credit-level details incomplete. | IGBC Existing Building — Platinum — 88/90 | IGBC scorecard: Site Facility & Management 14; Water Efficiency 26; Energy Efficiency 26; Health & Comfort 10; Innovation 12; Total 88/90.
Olympia Technology Park | EQ — Indoor Environmental Quality | Ventilation, low-emitting materials, daylight, views, thermal/occupant comfort. | Health & Comfort score was 10; daylight and occupant-environment measures are documented. | 5 | Strong documented evidence across this parameter. | IGBC Existing Building — Platinum — 88/90 | IGBC scorecard: Site Facility & Management 14; Water Efficiency 26; Energy Efficiency 26; Health & Comfort 10; Innovation 12; Total 88/90.
Olympia Technology Park | PR — Project Priorities | Innovation, regional priorities and project-specific sustainability priorities. | Innovation score was 12, including operational/training and sustainability initiatives. | 5 | Strong documented evidence across this parameter. | IGBC Existing Building — Platinum — 88/90 | IGBC scorecard: Site Facility & Management 14; Water Efficiency 26; Energy Efficiency 26; Health & Comfort 10; Innovation 12; Total 88/90.
Anna Centenary Library | IP — Integrative Process, Planning & Assessments | Integrated planning, early analysis, coordination and sustainability goals. | Library site and landscape measures support sustainable-site performance. | 3 | Some relevant evidence is documented, but important credit-level details/score information are incomplete. | LEED NC Gold — 43 reported | Complete LEED category-by-category scorecard was not located in the reviewed sources.
Anna Centenary Library | LT — Location & Transportation | Location, transit, alternative transportation, connectivity and mobility. | Urban Chennai location and access; complete transportation credit score was not located. | 4 | Good documented evidence, with some credit-level details incomplete. | LEED NC Gold — 43 reported | Complete LEED category-by-category scorecard was not located in the reviewed sources.
Anna Centenary Library | SS — Sustainable Sites | Site development, landscape, stormwater, heat-island and light-pollution measures. | Green-site and building-design measures documented. | 4 | Good documented evidence, with some credit-level details incomplete. | LEED NC Gold — 43 reported | Complete LEED category-by-category scorecard was not located in the reviewed sources.
Anna Centenary Library | WE — Water Efficiency | Indoor/outdoor water reduction, wastewater, reuse and water monitoring. | Expected potable-water reduction of about 20% is reported. | 4 | Good documented evidence, with some credit-level details incomplete. | LEED NC Gold — 43 reported | Complete LEED category-by-category scorecard was not located in the reviewed sources.
Anna Centenary Library | EA — Energy & Atmosphere | Energy performance, renewables, commissioning, refrigerants and carbon/energy management. | Expected energy reduction of about 30% is reported. | 4 | Good documented evidence, with some credit-level details incomplete. | LEED NC Gold — 43 reported | Complete LEED category-by-category scorecard was not located in the reviewed sources.
Anna Centenary Library | MR — Materials & Resources | Waste diversion, recycled/regional materials, reuse and responsible sourcing. | Eco-friendly housekeeping and resource-conscious construction measures are documented. | 3 | Some relevant evidence is documented, but important credit-level details/score information are incomplete. | LEED NC Gold — 43 reported | Complete LEED category-by-category scorecard was not located in the reviewed sources.
Anna Centenary Library | EQ — Indoor Environmental Quality | Ventilation, low-emitting materials, daylight, views, thermal/occupant comfort. | CO₂ sensors/DCV, MERV filters, 15-day flush-out, daylight and indoor-air-quality measures. | 5 | Strong documented evidence across this parameter. | LEED NC Gold — 43 reported | Complete LEED category-by-category scorecard was not located in the reviewed sources.
Anna Centenary Library | PR — Project Priorities | Innovation, regional priorities and project-specific sustainability priorities. | Green-building operational practices and environmental design measures. | 4 | Good documented evidence, with some credit-level details incomplete. | LEED NC Gold — 43 reported | Complete LEED category-by-category scorecard was not located in the reviewed sources.
Infosys Mysuru Campus / SDB-08 | IP — Integrative Process, Planning & Assessments | Integrated planning, early analysis, coordination and sustainability goals. | Sustainable site design and site-development measures. | 4 | Good documented evidence, with some credit-level details incomplete. | LEED BD+C: Core & Shell v2009 — Platinum — 89/110 | Reproduced scorecard: SS 23/28; WE 10/10; EA 33/55; MR 6/13; EQ 8/12; Innovation 5/6; Regional Priority 4/4.
Infosys Mysuru Campus / SDB-08 | LT — Location & Transportation | Location, transit, alternative transportation, connectivity and mobility. | Public-transit credit achieved 6/6 in the reproduced scorecard; other transportation credits are documented. | 5 | Strong documented evidence across this parameter. | LEED BD+C: Core & Shell v2009 — Platinum — 89/110 | Reproduced scorecard: SS 23/28; WE 10/10; EA 33/55; MR 6/13; EQ 8/12; Innovation 5/6; Regional Priority 4/4.
Infosys Mysuru Campus / SDB-08 | SS — Sustainable Sites | Site development, landscape, stormwater, heat-island and light-pollution measures. | 23/28 reported for Sustainable Sites in the reproduced scorecard. | 5 | Strong documented evidence across this parameter. | LEED BD+C: Core & Shell v2009 — Platinum — 89/110 | Reproduced scorecard: SS 23/28; WE 10/10; EA 33/55; MR 6/13; EQ 8/12; Innovation 5/6; Regional Priority 4/4.
Infosys Mysuru Campus / SDB-08 | WE — Water Efficiency | Indoor/outdoor water reduction, wastewater, reuse and water monitoring. | 10/10 reported for Water Efficiency. | 5 | Strong documented evidence across this parameter. | LEED BD+C: Core & Shell v2009 — Platinum — 89/110 | Reproduced scorecard: SS 23/28; WE 10/10; EA 33/55; MR 6/13; EQ 8/12; Innovation 5/6; Regional Priority 4/4.
Infosys Mysuru Campus / SDB-08 | EA — Energy & Atmosphere | Energy performance, renewables, commissioning, refrigerants and carbon/energy management. | 33/55 reported for Energy & Atmosphere, including renewable energy and commissioning. | 5 | Strong documented evidence across this parameter. | LEED BD+C: Core & Shell v2009 — Platinum — 89/110 | Reproduced scorecard: SS 23/28; WE 10/10; EA 33/55; MR 6/13; EQ 8/12; Innovation 5/6; Regional Priority 4/4.
Infosys Mysuru Campus / SDB-08 | MR — Materials & Resources | Waste diversion, recycled/regional materials, reuse and responsible sourcing. | 6/13 reported for Materials & Resources, including recycled/regional materials and construction waste. | 4 | Good documented evidence, with some credit-level details incomplete. | LEED BD+C: Core & Shell v2009 — Platinum — 89/110 | Reproduced scorecard: SS 23/28; WE 10/10; EA 33/55; MR 6/13; EQ 8/12; Innovation 5/6; Regional Priority 4/4.
Infosys Mysuru Campus / SDB-08 | EQ — Indoor Environmental Quality | Ventilation, low-emitting materials, daylight, views, thermal/occupant comfort. | 8/12 reported for Indoor Environmental Quality, including daylight and views. | 4 | Good documented evidence, with some credit-level details incomplete. | LEED BD+C: Core & Shell v2009 — Platinum — 89/110 | Reproduced scorecard: SS 23/28; WE 10/10; EA 33/55; MR 6/13; EQ 8/12; Innovation 5/6; Regional Priority 4/4.
Infosys Mysuru Campus / SDB-08 | PR — Project Priorities | Innovation, regional priorities and project-specific sustainability priorities. | Innovation 5/6 and Regional Priority 4/4 reported. | 5 | Strong documented evidence across this parameter. | LEED BD+C: Core & Shell v2009 — Platinum — 89/110 | Reproduced scorecard: SS 23/28; WE 10/10; EA 33/55; MR 6/13; EQ 8/12; Innovation 5/6; Regional Priority 4/4.
DLF Cyber City | IP — Integrative Process, Planning & Assessments | Integrated planning, early analysis, coordination and sustainability goals. | Large-scale sustainable development and integrated site management across the district. | 4 | Good documented evidence, with some credit-level details incomplete. | LEED Platinum — Cities & Communities — Point total not located in reviewed sources | Complete LEED Cities & Communities point-by-point scorecard was not located in the reviewed sources.
DLF Cyber City | LT — Location & Transportation | Location, transit, alternative transportation, connectivity and mobility. | Rapid Metro, pedestrian skywalks, shuttle services and EV charging. | 5 | Strong documented evidence across this parameter. | LEED Platinum — Cities & Communities — Point total not located in reviewed sources | Complete LEED Cities & Communities point-by-point scorecard was not located in the reviewed sources.
DLF Cyber City | SS — Sustainable Sites | Site development, landscape, stormwater, heat-island and light-pollution measures. | Green development, rainwater harvesting and district-level environmental management. | 5 | Strong documented evidence across this parameter. | LEED Platinum — Cities & Communities — Point total not located in reviewed sources | Complete LEED Cities & Communities point-by-point scorecard was not located in the reviewed sources.
DLF Cyber City | WE — Water Efficiency | Indoor/outdoor water reduction, wastewater, reuse and water monitoring. | LEED Zero Water and rainwater-management initiatives are documented. | 5 | Strong documented evidence across this parameter. | LEED Platinum — Cities & Communities — Point total not located in reviewed sources | Complete LEED Cities & Communities point-by-point scorecard was not located in the reviewed sources.
DLF Cyber City | EA — Energy & Atmosphere | Energy performance, renewables, commissioning, refrigerants and carbon/energy management. | LEED Zero Water/Zero Waste milestones and energy/environmental management across buildings. | 5 | Strong documented evidence across this parameter. | LEED Platinum — Cities & Communities — Point total not located in reviewed sources | Complete LEED Cities & Communities point-by-point scorecard was not located in the reviewed sources.
DLF Cyber City | MR — Materials & Resources | Waste diversion, recycled/regional materials, reuse and responsible sourcing. | Large LEED-certified portfolio and waste-management initiatives. | 5 | Strong documented evidence across this parameter. | LEED Platinum — Cities & Communities — Point total not located in reviewed sources | Complete LEED Cities & Communities point-by-point scorecard was not located in the reviewed sources.
DLF Cyber City | EQ — Indoor Environmental Quality | Ventilation, low-emitting materials, daylight, views, thermal/occupant comfort. | WELL Health & Safety and building-level indoor-environment programs are documented. | 4 | Good documented evidence, with some credit-level details incomplete. | LEED Platinum — Cities & Communities — Point total not located in reviewed sources | Complete LEED Cities & Communities point-by-point scorecard was not located in the reviewed sources.
DLF Cyber City | PR — Project Priorities | Innovation, regional priorities and project-specific sustainability priorities. | LEED Platinum Cities & Communities plus Zero Water/Zero Waste demonstrate district-scale integrated sustainability. | 5 | Strong documented evidence across this parameter. | LEED Platinum — Cities & Communities — Point total not located in reviewed sources | Complete LEED Cities & Communities point-by-point scorecard was not located in the reviewed sources.
Wipro Gurgaon | IP — Integrative Process, Planning & Assessments | Integrated planning, early analysis, coordination and sustainability goals. | Sustainable campus/site measures including green landscaping. | 4 | Good documented evidence, with some credit-level details incomplete. | LEED Platinum — 57 reported | Secondary scorecard reports SS 12/14; WE 5/5; EA 14/17; MR 6/13; IEQ 12/15; Innovation 5/5; Regional Priority 3/4.
Wipro Gurgaon | LT — Location & Transportation | Location, transit, alternative transportation, connectivity and mobility. | Campus access and site planning support sustainable transportation/site objectives. | 4 | Good documented evidence, with some credit-level details incomplete. | LEED Platinum — 57 reported | Secondary scorecard reports SS 12/14; WE 5/5; EA 14/17; MR 6/13; IEQ 12/15; Innovation 5/5; Regional Priority 3/4.
Wipro Gurgaon | SS — Sustainable Sites | Site development, landscape, stormwater, heat-island and light-pollution measures. | Green-site and heat/landscape measures are documented. | 5 | Strong documented evidence across this parameter. | LEED Platinum — 57 reported | Secondary scorecard reports SS 12/14; WE 5/5; EA 14/17; MR 6/13; IEQ 12/15; Innovation 5/5; Regional Priority 3/4.
Wipro Gurgaon | WE — Water Efficiency | Indoor/outdoor water reduction, wastewater, reuse and water monitoring. | Water-efficient design and management measures are documented. | 5 | Strong documented evidence across this parameter. | LEED Platinum — 57 reported | Secondary scorecard reports SS 12/14; WE 5/5; EA 14/17; MR 6/13; IEQ 12/15; Innovation 5/5; Regional Priority 3/4.
Wipro Gurgaon | EA — Energy & Atmosphere | Energy performance, renewables, commissioning, refrigerants and carbon/energy management. | Efficient chillers, BMS, occupancy controls, timers, daylight and natural ventilation support energy performance. | 5 | Strong documented evidence across this parameter. | LEED Platinum — 57 reported | Secondary scorecard reports SS 12/14; WE 5/5; EA 14/17; MR 6/13; IEQ 12/15; Innovation 5/5; Regional Priority 3/4.
Wipro Gurgaon | MR — Materials & Resources | Waste diversion, recycled/regional materials, reuse and responsible sourcing. | Resource-efficient materials and waste measures are documented; complete primary scorecard not located. | 4 | Good documented evidence, with some credit-level details incomplete. | LEED Platinum — 57 reported | Secondary scorecard reports SS 12/14; WE 5/5; EA 14/17; MR 6/13; IEQ 12/15; Innovation 5/5; Regional Priority 3/4.
Wipro Gurgaon | EQ — Indoor Environmental Quality | Ventilation, low-emitting materials, daylight, views, thermal/occupant comfort. | Double glazing, natural light/ventilation and indoor environmental controls. | 5 | Strong documented evidence across this parameter. | LEED Platinum — 57 reported | Secondary scorecard reports SS 12/14; WE 5/5; EA 14/17; MR 6/13; IEQ 12/15; Innovation 5/5; Regional Priority 3/4.
Wipro Gurgaon | PR — Project Priorities | Innovation, regional priorities and project-specific sustainability priorities. | Integrated green-building design and operational practices. | 5 | Strong documented evidence across this parameter. | LEED Platinum — 57 reported | Secondary scorecard reports SS 12/14; WE 5/5; EA 14/17; MR 6/13; IEQ 12/15; Innovation 5/5; Regional Priority 3/4.

## Certification Scores
ALL 11 BUILDINGS — CERTIFICATION SCORE RECORD
Official/reported certification information is kept separate from the standardized /5 comparison.
Building | Certification / Rating | Official / Reported Points | Date / Period | Version / Scope Note | Evidence /5 | Official Category Score Information | Status
CII–Sohrabji Godrej Green Business Centre | LEED Version 2.0 — Platinum | 56/69 | 31 October 2003 | Actual historical LEED v2 score; not a LEED v5 score. | 38 | Historical official/reported category marks: SS 11/14; WE 5/5; EA 14/17; MR 9/13; IEQ 13/15; Innovation 4/5. | Source-supported / reported
Suzlon One Earth | LEED Platinum — Building in New Construction | 57 reported | Not specified in reviewed source | Synefra reports 57 points; a secondary case study has reported a different figure, so the point total should be treated as reported rather than independently verified. | 38 | Complete official category-by-category LEED scorecard was not located in the reviewed sources. | Source-supported / reported
ITC Green Centre | LEED Platinum — LEED NC v2.1; 2012 recertification reported under LEED v2009 | 99/110 (2012 recertification reported) | Original 2004 certification; 2012 recertification | Secondary sources conflict on the original 2004 point total. The 2012 recertification score is kept separately. | 38 | Historical/reproduced category details exist in secondary scorecard material; original 2004 total is inconsistent across sources. | Source-supported / reported
Indira Paryavaran Bhawan | LEED India Platinum; GRIHA 5-Star | Point total not located in reviewed sources | Operational since 2013 | The reviewed sources confirm the Platinum rating but do not provide a complete LEED point total. | 34 | Complete LEED category-by-category scorecard was not located in the reviewed sources. | Source-supported / reported
Rajiv Gandhi International Airport | LEED NC Silver | Point total not located in reviewed sources | September 2008 | Reported as the first Asian airport to receive LEED NC Silver for its terminal. | 30 | Complete LEED category-by-category scorecard was not located in the reviewed sources. | Source-supported / reported
Olympia Technology Park | IGBC Existing Building — Platinum | 88/90 | June 2020 | This is an IGBC Existing Building certification, not a LEED certification; the same comparison parameters are used for consistency. | 35 | IGBC scorecard: Site Facility & Management 14; Water Efficiency 26; Energy Efficiency 26; Health & Comfort 10; Innovation 12; Total 88/90. | Source-supported / reported
Anna Centenary Library | LEED NC Gold | 43 reported | July 2010 | Reported as LEED NC Gold; public sources report 43 points. | 31 | Complete LEED category-by-category scorecard was not located in the reviewed sources. | Source-supported / reported
Infosys Mysuru Campus / SDB-08 | LEED BD+C: Core & Shell v2009 — Platinum | 89/110 | Awarded February 2022 | A reproduced LEED scorecard for SDB-08 reports 89/110. | 37 | Reproduced scorecard: SS 23/28; WE 10/10; EA 33/55; MR 6/13; EQ 8/12; Innovation 5/6; Regional Priority 4/4. | Source-supported / reported
DLF Cyber City | LEED Platinum — Cities & Communities | Point total not located in reviewed sources | 2022 for LEED Platinum Cities & Communities | This is a district/city/community-scale certification, not a single-building BD+C certification. | 38 | Complete LEED Cities & Communities point-by-point scorecard was not located in the reviewed sources. | Source-supported / reported
Wipro Gurgaon | LEED Platinum | 57 reported | 2005 reported | Wipro's sustainability reports confirm the Gurgaon green-building initiative received LEED Platinum; a secondary scorecard reports 57 points. | 37 | Secondary scorecard reports SS 12/14; WE 5/5; EA 14/17; MR 6/13; IEQ 12/15; Innovation 5/5; Regional Priority 3/4. | Source-supported / reported
Vidyalankar Institute of Technology (VIT) | No official LEED/IGBC certification located in reviewed sources | Not established | Current/reviewed institutional evidence | No official certification score should be assigned without an official scorecard. | 4.75 | No official LEED/IGBC category scorecard located; sustainability evidence is documented separately. | Source-reviewed / no certification score

## Sources
ALL 10 BUILDINGS — SOURCE REGISTER
One source-status row for every building. The researched source URLs/records can be expanded here without changing the comparison marks.
Building | Certification / Points | Primary / Official Source Type | Research Status | Important Limitation | Used For
CII–Sohrabji Godrej Green Business Centre | LEED Version 2.0 — Platinum — 56/69 | Official USGBC archived scorecard + CII source | Complete historical score for core LEED result | Actual historical LEED v2 score; not a LEED v5 score. | Historical scorecard and documented green features
Suzlon One Earth | LEED Platinum — Building in New Construction — 57 reported | Synefra/Suzlon + secondary case studies | Platinum and 57 reported; score discrepancy noted | Synefra reports 57 points; a secondary case study has reported a different figure, so the point total should be treated as reported rather than independently verified. | Certification/rating and implementation evidence
ITC Green Centre | LEED Platinum — LEED NC v2.1; 2012 recertification reported under LEED v2009 — 99/110 (2012 recertification reported) | Architect/ITC + secondary scorecard sources | Platinum confirmed; original score conflict; 2012 recertification reported | Secondary sources conflict on the original 2004 point total. The 2012 recertification score is kept separately. | Certification and category evidence
Indira Paryavaran Bhawan | LEED India Platinum; GRIHA 5-Star — Point total not located in reviewed sources | PIB/World Bank/CPWD | Platinum confirmed; exact point total not located | The reviewed sources confirm the Platinum rating but do not provide a complete LEED point total. | Certification and implementation evidence
Rajiv Gandhi International Airport | LEED NC Silver — Point total not located in reviewed sources | Economic Times/GMR/Telangana sources | Silver confirmed; exact point total not located | Reported as the first Asian airport to receive LEED NC Silver for its terminal. | Certification and sustainability evidence
Olympia Technology Park | IGBC Existing Building — Platinum — 88/90 | IGBC scorecard reproduction | 88/90 documented | This is an IGBC Existing Building certification, not a LEED certification; the same comparison parameters are used for consistency. | Certification and category evidence
Anna Centenary Library | LEED NC Gold — 43 reported | LEAD/public case-study sources | Gold and 43 points reported | Reported as LEED NC Gold; public sources report 43 points. | Certification and IEQ/energy/water evidence
Infosys Mysuru Campus / SDB-08 | LEED BD+C: Core & Shell v2009 — Platinum — 89/110 | Infosys + reproduced LEED scorecard | 89/110 scorecard available for SDB-08 | A reproduced LEED scorecard for SDB-08 reports 89/110. | Certification and category evidence
DLF Cyber City | LEED Platinum — Cities & Communities — Point total not located in reviewed sources | DLF official sustainability/project sources | LEED Platinum Cities & Communities; point total not located | This is a district/city/community-scale certification, not a single-building BD+C certification. | District-scale certification and sustainability evidence
Wipro Gurgaon | LEED Platinum — 57 reported | Wipro official sustainability + secondary scorecard | Platinum confirmed; 57 reported in secondary scorecard | Wipro's sustainability reports confirm the Gurgaon green-building initiative received LEED Platinum; a secondary scorecard reports 57 points. | Certification and implementation evidence
VIT — RESEARCH SOURCES
Source | URL | Main information used | Source priority
VIT — Sustainability / Energy Conservation | https://vit.ac.in/about/sustainability/energyconservationprogramme | Solar projects, LED lighting, occupancy sensors, energy conservation, solar water heater, efficient computing. | Primary / VIT
VIT — Transportation Policy | https://vit.ac.in/about/Sustainability/TransportationPolicy | Bicycle policy and fossil-fuel vehicle restriction for hostel students. | Primary / VIT
VIT — Self Study Report 2018 | https://vit.edu.in/images/downloads/VIT_SSR_21-09-2018.pdf | Rainwater recharge, STP, treated-water reuse, water conservation, green practices, public transport, cycling, carpooling, pedestrian access, natural/green measures. | Primary / VIT
VIT — AQAR 2022-23 | https://old.vit.edu.in/images/downloads/naac-uploads/2022-23/VIT%20AQAR%202022-23.pdf | Green-campus initiatives, water-conservation facilities, e-waste collection/recycling and environmental/energy audits. | Primary / VIT
VIT — About Us | https://vit.edu.in/about-us/ | NAAC A+, NBA programme accreditation and campus context; CSR activities including STP, composting and e-waste. | Primary / VIT
VIT — CSR | https://vit.edu.in/csr/ | STP, composting, e-waste collection and plastic-awareness initiatives. | Primary / VIT
VIT — Solar procurement record | https://vit.edu.in/images/downloads/naac-uploads/2023-24/7.1.2_QnM_AI_Energy.pdf | 2018 purchase order for a 3 kW solar power generator for M Block Lab 514. | Primary / VIT document
Planet 3 / e-architect project documentation | https://www.e-architect.com/india/mumbai-building | Original building design: natural light/ventilation, oversized roof, porous skin and recycled/re-engineered materials. | Secondary architectural source
ArchDaily — Vidyalankar Institute of Technology | https://www.archdaily.com/15936/vidyalankar-institute-of-technology-planet-3-studios-architecture | Natural light/ventilation, classroom windows, oversized roof and porous skin. | Secondary architectural source

## Research Sources
ALL 10 BUILDINGS — RESEARCH SOURCES
Research source list covering every building. Exact certification score availability is stated in the workbook rather than invented.
Building | Source / URL | What it supports | Limitation / note
CII–Sohrabji Godrej Green Business Centre | https://s3.amazonaws.com/legacy.usgbc.org/usgbc/docs/Archive/CertifiedProjects/Docs424.pdf | LEED Version 2.0 — Platinum; 56/69; implementation evidence | Actual historical LEED v2 score; not a LEED v5 score.
Suzlon One Earth | https://synefra.com/portfolio-item/suzlon-energy-ltd/ | LEED Platinum — Building in New Construction; 57 reported; implementation evidence | Synefra reports 57 points; a secondary case study has reported a different figure, so the point total should be treated as reported rather than independently verified.
ITC Green Centre | https://www.kathwilliams.com/project/2/itc-green-centre | LEED Platinum — LEED NC v2.1; 2012 recertification reported under LEED v2009; 99/110 (2012 recertification reported); implementation evidence | Secondary sources conflict on the original 2004 point total. The 2012 recertification score is kept separately.
Indira Paryavaran Bhawan | https://www.pib.gov.in/newsite/PrintRelease.aspx?lang=2&reg=48&relid=104214 | LEED India Platinum; GRIHA 5-Star; Point total not located in reviewed sources; implementation evidence | The reviewed sources confirm the Platinum rating but do not provide a complete LEED point total.
Rajiv Gandhi International Airport | https://economictimes.indiatimes.com/rgia-becomes-1st-asian-airport-to-get-leed-nc-silver-rating/articleshow/3490905.cms | LEED NC Silver; Point total not located in reviewed sources; implementation evidence | Reported as the first Asian airport to receive LEED NC Silver for its terminal.
Olympia Technology Park | https://www.scribd.com/document/497505926/Buildings-359-22-Olympia-Tech-Park-Chennai-Pvt-Ltd-Chennai-0 | IGBC Existing Building — Platinum; 88/90; implementation evidence | This is an IGBC Existing Building certification, not a LEED certification; the same comparison parameters are used for consistency.
Anna Centenary Library | https://www.lcsind.org/wp-content/uploads/2017/02/Chennai-Library-1.pdf | LEED NC Gold; 43 reported; implementation evidence | Reported as LEED NC Gold; public sources report 43 points.
Infosys Mysuru Campus / SDB-08 | https://www.scribd.com/document/941218940/Scorecard | LEED BD+C: Core & Shell v2009 — Platinum; 89/110; implementation evidence | A reproduced LEED scorecard for SDB-08 reports 89/110.
DLF Cyber City | https://www.dlf.in/offices/sustainability | LEED Platinum — Cities & Communities; Point total not located in reviewed sources; implementation evidence | This is a district/city/community-scale certification, not a single-building BD+C certification.
Wipro Gurgaon | https://www.wipro.com/content/dam/nexus/en/sustainability/archieves/wipro-sustainability-report-2007-08.pdf | LEED Platinum; 57 reported; implementation evidence | Wipro's sustainability reports confirm the Gurgaon green-building initiative received LEED Platinum; a secondary scorecard reports 57 points.
Vidyalankar Institute of Technology — research sources
VIT — Sustainability / Energy Conservation | https://vit.ac.in/about/sustainability/energyconservationprogramme | Solar projects, LED lighting, occupancy sensors, energy conservation, solar water heater, efficient computing. | Primary / VIT
VIT — Transportation Policy | https://vit.ac.in/about/Sustainability/TransportationPolicy | Bicycle policy and fossil-fuel vehicle restriction for hostel students. | Primary / VIT
VIT — Self Study Report 2018 | https://vit.edu.in/images/downloads/VIT_SSR_21-09-2018.pdf | Rainwater recharge, STP, treated-water reuse, water conservation, green practices, public transport, cycling, carpooling, pedestrian access, natural/green measures. | Primary / VIT
VIT — AQAR 2022-23 | https://old.vit.edu.in/images/downloads/naac-uploads/2022-23/VIT%20AQAR%202022-23.pdf | Green-campus initiatives, water-conservation facilities, e-waste collection/recycling and environmental/energy audits. | Primary / VIT
VIT — About Us | https://vit.edu.in/about-us/ | NAAC A+, NBA programme accreditation and campus context; CSR activities including STP, composting and e-waste. | Primary / VIT
VIT — CSR | https://vit.edu.in/csr/ | STP, composting, e-waste collection and plastic-awareness initiatives. | Primary / VIT
VIT — Solar procurement record | https://vit.edu.in/images/downloads/naac-uploads/2023-24/7.1.2_QnM_AI_Energy.pdf | 2018 purchase order for a 3 kW solar power generator for M Block Lab 514. | Primary / VIT document
Planet 3 / e-architect project documentation | https://www.e-architect.com/india/mumbai-building | Original building design: natural light/ventilation, oversized roof, porous skin and recycled/re-engineered materials. | Secondary architectural source
ArchDaily — Vidyalankar Institute of Technology | https://www.archdaily.com/15936/vidyalankar-institute-of-technology-planet-3-studios-architecture | Natural light/ventilation, classroom windows, oversized roof and porous skin. | Secondary architectural source

## Methodology
ALL 10 BUILDINGS — METHODOLOGY
This workbook now uses all 10 buildings across every comparison/supporting tab. The numbered building tabs are the only one-building deep dives.
Item | Description | Applies to | Important distinction | Status
Buildings | 10 Indian green-building projects listed in the master sheet. | All 10 | Different certification systems/versions are preserved. | Complete
Common parameters | IP, LT, SS, WE, EA, MR, EQ, PR. | All 10 | Same parameter structure for comparison. | Complete
Comparison marks | 0–5 standardized evidence marks. | All 10 | NOT official LEED/IGBC points. | Complete
Official certification | Historical/reported certification and points. | Each building | Never converted into LEED v5 points unless an actual score exists. | Complete
Missing score data | Marked 'Not located' where a complete scorecard was not found. | Relevant buildings | No points invented. | Complete
Individual tabs | One tab per building for detailed study. | 10 tabs | These are intentionally single-building deep dives. | Complete
SCORING CORRECTION
LEED v5 total | 110 points for BD+C New Construction under the July 2026 framework.
Evidence /5 | A separate standardized evidence-strength scale retained from the original comparison. It is NOT LEED points.
No artificial conversion | The workbook does NOT convert /5 evidence marks into LEED points. Official certification points remain separate.
VIT inclusion | Vidyalankar Institute of Technology is included as Building 11 using the same eight LEED v5 categories for evidence comparison. No official LEED/IGBC certification score was located in the reviewed VIT sources.

## 01 CII Godrej
CII–Sohrabji Godrej Green Business Centre — Green Building Analysis
Building | CII–Sohrabji Godrej Green Business Centre
Location | Hyderabad, India
Certification / Rating | LEED Version 2.0 — Platinum
Official / Reported Points | 56/69
Certification Date / Period | 31 October 2003
Version / Scope Note | Actual historical LEED v2 score; not a LEED v5 score.
Standardized Evidence Total | 38/5 evidence scale
Official Category Score Information | Historical official/reported category marks: SS 11/14; WE 5/5; EA 14/17; MR 9/13; IEQ 13/15; Innovation 4/5.
Parameter | What the parameter checks | Documented implementation / evidence | Common Mark /5 | Why this mark was assigned
IP — Integrative Process, Planning & Assessments | Integrated planning, early analysis, coordination and sustainability goals. | Site planning and green-site measures; documented sustainable-site performance. | 4 | Good documented evidence, with some credit-level details incomplete.
LT — Location & Transportation | Location, transit, alternative transportation, connectivity and mobility. | Located in an established urban setting with transportation/site measures documented in the project record. | 4 | Good documented evidence, with some credit-level details incomplete.
SS — Sustainable Sites | Site development, landscape, stormwater, heat-island and light-pollution measures. | Water efficiency measures; the building achieved 5/5 in the historical Water Efficiency category. | 5 | Strong documented evidence across this parameter.
WE — Water Efficiency | Indoor/outdoor water reduction, wastewater, reuse and water monitoring. | Potable-water reduction, efficient water systems and documented water-saving measures. | 5 | Strong documented evidence across this parameter.
EA — Energy & Atmosphere | Energy performance, renewables, commissioning, refrigerants and carbon/energy management. | Energy-efficient design, commissioning/controls and renewable-energy measures; 14/17 historically. | 5 | Strong documented evidence across this parameter.
MR — Materials & Resources | Waste diversion, recycled/regional materials, reuse and responsible sourcing. | High recycled/local material content, construction-waste diversion and resource-conscious material selection. | 5 | Strong documented evidence across this parameter.
EQ — Indoor Environmental Quality | Ventilation, low-emitting materials, daylight, views, thermal/occupant comfort. | CO₂ monitoring, low-emitting materials, daylighting, thermal/occupant comfort and indoor-air measures. | 5 | Strong documented evidence across this parameter.
PR — Project Priorities | Innovation, regional priorities and project-specific sustainability priorities. | Innovation/green-building practices contributed to the historical Platinum certification. | 5 | Strong documented evidence across this parameter.
IMPORTANT
The /5 marks are a standardized comparison created for this workbook. They are NOT the building's official LEED/IGBC certification points. Official points are shown separately above.
LEED v5 110-POINT FRAMEWORK
Code | Parameter | Max Points | Existing Evidence /5 | Official LEED Points
IP | Integrative Process, Planning & Assessments | 1 | 4 | Not established
LT | Location & Transportation | 15 | 4 | Not established
SS | Sustainable Sites | 11 | 5 | Not established
WE | Water Efficiency | 9 | 5 | Not established
EA | Energy & Atmosphere | 33 | 5 | Not established
MR | Materials & Resources | 18 | 5 | Not established
EQ | Indoor Environmental Quality | 13 | 5 | Not established
PR | Project Priorities | 10 | 5 | Not established
TOTAL |  | 110 | 4.75 | Not established

## 02 Suzlon One Earth
Suzlon One Earth — Green Building Analysis
Building | Suzlon One Earth
Location | Pune, India
Certification / Rating | LEED Platinum — Building in New Construction
Official / Reported Points | 57 reported
Certification Date / Period | Not specified in reviewed source
Version / Scope Note | Synefra reports 57 points; a secondary case study has reported a different figure, so the point total should be treated as reported rather than independently verified.
Standardized Evidence Total | 38/5 evidence scale
Official Category Score Information | Complete official category-by-category LEED scorecard was not located in the reviewed sources.
Parameter | What the parameter checks | Documented implementation / evidence | Common Mark /5 | Why this mark was assigned
IP — Integrative Process, Planning & Assessments | Integrated planning, early analysis, coordination and sustainability goals. | Large planned campus with sustainable site planning and green landscape strategy. | 4 | Good documented evidence, with some credit-level details incomplete.
LT — Location & Transportation | Location, transit, alternative transportation, connectivity and mobility. | Strong location/transport evidence, including an urban campus approach and sustainable mobility considerations. | 5 | Strong documented evidence across this parameter.
SS — Sustainable Sites | Site development, landscape, stormwater, heat-island and light-pollution measures. | Rainwater harvesting and site-level water management. | 5 | Strong documented evidence across this parameter.
WE — Water Efficiency | Indoor/outdoor water reduction, wastewater, reuse and water monitoring. | 100% greywater recycling and rainwater-harvesting measures are reported. | 5 | Strong documented evidence across this parameter.
EA — Energy & Atmosphere | Energy performance, renewables, commissioning, refrigerants and carbon/energy management. | On-site renewable generation through solar/wind; energy-efficient campus design. | 5 | Strong documented evidence across this parameter.
MR — Materials & Resources | Waste diversion, recycled/regional materials, reuse and responsible sourcing. | Resource-conscious construction and material strategies are documented, though a complete official category score was not located. | 4 | Good documented evidence, with some credit-level details incomplete.
EQ — Indoor Environmental Quality | Ventilation, low-emitting materials, daylight, views, thermal/occupant comfort. | High daylight/external-view access and attention to indoor environmental quality. | 5 | Strong documented evidence across this parameter.
PR — Project Priorities | Innovation, regional priorities and project-specific sustainability priorities. | Sustainable lifestyle/innovation measures and integrated green-campus practices. | 5 | Strong documented evidence across this parameter.
IMPORTANT
The /5 marks are a standardized comparison created for this workbook. They are NOT the building's official LEED/IGBC certification points. Official points are shown separately above.
LEED v5 110-POINT FRAMEWORK
Code | Parameter | Max Points | Existing Evidence /5 | Official LEED Points
IP | Integrative Process, Planning & Assessments | 1 | 4 | Not established
LT | Location & Transportation | 15 | 5 | Not established
SS | Sustainable Sites | 11 | 5 | Not established
WE | Water Efficiency | 9 | 5 | Not established
EA | Energy & Atmosphere | 33 | 5 | Not established
MR | Materials & Resources | 18 | 4 | Not established
EQ | Indoor Environmental Quality | 13 | 5 | Not established
PR | Project Priorities | 10 | 5 | Not established
TOTAL |  | 110 | 4.75 | Not established

## 03 ITC Green Centre
ITC Green Centre — Green Building Analysis
Building | ITC Green Centre
Location | Gurugram, India
Certification / Rating | LEED Platinum — LEED NC v2.1; 2012 recertification reported under LEED v2009
Official / Reported Points | 99/110 (2012 recertification reported)
Certification Date / Period | Original 2004 certification; 2012 recertification
Version / Scope Note | Secondary sources conflict on the original 2004 point total. The 2012 recertification score is kept separately.
Standardized Evidence Total | 38/5 evidence scale
Official Category Score Information | Historical/reproduced category details exist in secondary scorecard material; original 2004 total is inconsistent across sources.
Parameter | What the parameter checks | Documented implementation / evidence | Common Mark /5 | Why this mark was assigned
IP — Integrative Process, Planning & Assessments | Integrated planning, early analysis, coordination and sustainability goals. | Sustainable site, stormwater, heat-island and light-pollution measures are documented. | 4 | Good documented evidence, with some credit-level details incomplete.
LT — Location & Transportation | Location, transit, alternative transportation, connectivity and mobility. | Alternative transportation and access-related credits are documented. | 4 | Good documented evidence, with some credit-level details incomplete.
SS — Sustainable Sites | Site development, landscape, stormwater, heat-island and light-pollution measures. | Water-efficient landscaping, wastewater treatment and water-use reduction. | 5 | Strong documented evidence across this parameter.
WE — Water Efficiency | Indoor/outdoor water reduction, wastewater, reuse and water monitoring. | Rainwater/wastewater management and substantial water-use reduction. | 5 | Strong documented evidence across this parameter.
EA — Energy & Atmosphere | Energy performance, renewables, commissioning, refrigerants and carbon/energy management. | Efficient building systems, enhanced commissioning, renewable-energy and refrigerant measures. | 5 | Strong documented evidence across this parameter.
MR — Materials & Resources | Waste diversion, recycled/regional materials, reuse and responsible sourcing. | Construction-waste diversion, recycled content and regional-material measures. | 5 | Strong documented evidence across this parameter.
EQ — Indoor Environmental Quality | Ventilation, low-emitting materials, daylight, views, thermal/occupant comfort. | Outdoor air, ventilation, low-emitting materials, controllability, thermal comfort, daylight and views. | 5 | Strong documented evidence across this parameter.
PR — Project Priorities | Innovation, regional priorities and project-specific sustainability priorities. | Innovation and regional-priority measures were reported in the scorecard material. | 5 | Strong documented evidence across this parameter.
IMPORTANT
The /5 marks are a standardized comparison created for this workbook. They are NOT the building's official LEED/IGBC certification points. Official points are shown separately above.
LEED v5 110-POINT FRAMEWORK
Code | Parameter | Max Points | Existing Evidence /5 | Official LEED Points
IP | Integrative Process, Planning & Assessments | 1 | 4 | Not established
LT | Location & Transportation | 15 | 4 | Not established
SS | Sustainable Sites | 11 | 5 | Not established
WE | Water Efficiency | 9 | 5 | Not established
EA | Energy & Atmosphere | 33 | 5 | Not established
MR | Materials & Resources | 18 | 5 | Not established
EQ | Indoor Environmental Quality | 13 | 5 | Not established
PR | Project Priorities | 10 | 5 | Not established
TOTAL |  | 110 | 4.75 | Not established

## 04 Indira Paryavaran
Indira Paryavaran Bhawan — Green Building Analysis
Building | Indira Paryavaran Bhawan
Location | New Delhi, India
Certification / Rating | LEED India Platinum; GRIHA 5-Star
Official / Reported Points | Point total not located in reviewed sources
Certification Date / Period | Operational since 2013
Version / Scope Note | The reviewed sources confirm the Platinum rating but do not provide a complete LEED point total.
Standardized Evidence Total | 34/5 evidence scale
Official Category Score Information | Complete LEED category-by-category scorecard was not located in the reviewed sources.
Parameter | What the parameter checks | Documented implementation / evidence | Common Mark /5 | Why this mark was assigned
IP — Integrative Process, Planning & Assessments | Integrated planning, early analysis, coordination and sustainability goals. | Integrated orientation, courtyard and ventilation strategy. | 4 | Good documented evidence, with some credit-level details incomplete.
LT — Location & Transportation | Location, transit, alternative transportation, connectivity and mobility. | Accessible urban government-campus setting; transportation credit-level evidence is incomplete. | 3 | Some relevant evidence is documented, but important credit-level details/score information are incomplete.
SS — Sustainable Sites | Site development, landscape, stormwater, heat-island and light-pollution measures. | Green-site and landscape planning around the building. | 4 | Good documented evidence, with some credit-level details incomplete.
WE — Water Efficiency | Indoor/outdoor water reduction, wastewater, reuse and water monitoring. | Reported water savings, STP and water-management measures. | 5 | Strong documented evidence across this parameter.
EA — Energy & Atmosphere | Energy performance, renewables, commissioning, refrigerants and carbon/energy management. | 930 kW rooftop solar and about 40% energy savings through efficient systems including chilled-beam air conditioning. | 5 | Strong documented evidence across this parameter.
MR — Materials & Resources | Waste diversion, recycled/regional materials, reuse and responsible sourcing. | Resource-efficient construction/material measures are documented, but a complete LEED category score was not located. | 3 | Some relevant evidence is documented, but important credit-level details/score information are incomplete.
EQ — Indoor Environmental Quality | Ventilation, low-emitting materials, daylight, views, thermal/occupant comfort. | About 75% natural daylight, ventilation and occupant-focused design. | 5 | Strong documented evidence across this parameter.
PR — Project Priorities | Innovation, regional priorities and project-specific sustainability priorities. | Integrated high-performance green-building design and net-zero-energy-oriented operation. | 5 | Strong documented evidence across this parameter.
IMPORTANT
The /5 marks are a standardized comparison created for this workbook. They are NOT the building's official LEED/IGBC certification points. Official points are shown separately above.
LEED v5 110-POINT FRAMEWORK
Code | Parameter | Max Points | Existing Evidence /5 | Official LEED Points
IP | Integrative Process, Planning & Assessments | 1 | 4 | Not established
LT | Location & Transportation | 15 | 3 | Not established
SS | Sustainable Sites | 11 | 4 | Not established
WE | Water Efficiency | 9 | 5 | Not established
EA | Energy & Atmosphere | 33 | 5 | Not established
MR | Materials & Resources | 18 | 3 | Not established
EQ | Indoor Environmental Quality | 13 | 5 | Not established
PR | Project Priorities | 10 | 5 | Not established
TOTAL |  | 110 | 4.25 | Not established

## 05 RGIA
Rajiv Gandhi International Airport — Green Building Analysis
Building | Rajiv Gandhi International Airport
Location | Hyderabad, India
Certification / Rating | LEED NC Silver
Official / Reported Points | Point total not located in reviewed sources
Certification Date / Period | September 2008
Version / Scope Note | Reported as the first Asian airport to receive LEED NC Silver for its terminal.
Standardized Evidence Total | 30/5 evidence scale
Official Category Score Information | Complete LEED category-by-category scorecard was not located in the reviewed sources.
Parameter | What the parameter checks | Documented implementation / evidence | Common Mark /5 | Why this mark was assigned
IP — Integrative Process, Planning & Assessments | Integrated planning, early analysis, coordination and sustainability goals. | Greenbelt and landscape/environmental-management measures. | 3 | Some relevant evidence is documented, but important credit-level details/score information are incomplete.
LT — Location & Transportation | Location, transit, alternative transportation, connectivity and mobility. | Airport access and transportation infrastructure are inherent to the terminal project; complete credit-level score was not located. | 5 | Strong documented evidence across this parameter.
SS — Sustainable Sites | Site development, landscape, stormwater, heat-island and light-pollution measures. | Site/terminal design includes environmental and landscape measures. | 4 | Good documented evidence, with some credit-level details incomplete.
WE — Water Efficiency | Indoor/outdoor water reduction, wastewater, reuse and water monitoring. | Water-management measures are part of the airport sustainability program. | 4 | Good documented evidence, with some credit-level details incomplete.
EA — Energy & Atmosphere | Energy performance, renewables, commissioning, refrigerants and carbon/energy management. | Energy conservation, efficient glazing/insulation and renewable-energy measures. | 4 | Good documented evidence, with some credit-level details incomplete.
MR — Materials & Resources | Waste diversion, recycled/regional materials, reuse and responsible sourcing. | Solid-waste/resource management is documented, but complete LEED material-credit scoring was not located. | 3 | Some relevant evidence is documented, but important credit-level details/score information are incomplete.
EQ — Indoor Environmental Quality | Ventilation, low-emitting materials, daylight, views, thermal/occupant comfort. | Terminal design addresses daylight, indoor environment and efficient building-envelope performance. | 4 | Good documented evidence, with some credit-level details incomplete.
PR — Project Priorities | Innovation, regional priorities and project-specific sustainability priorities. | Environmental-management initiatives support broader sustainability objectives. | 3 | Some relevant evidence is documented, but important credit-level details/score information are incomplete.
IMPORTANT
The /5 marks are a standardized comparison created for this workbook. They are NOT the building's official LEED/IGBC certification points. Official points are shown separately above.
LEED v5 110-POINT FRAMEWORK
Code | Parameter | Max Points | Existing Evidence /5 | Official LEED Points
IP | Integrative Process, Planning & Assessments | 1 | 3 | Not established
LT | Location & Transportation | 15 | 5 | Not established
SS | Sustainable Sites | 11 | 4 | Not established
WE | Water Efficiency | 9 | 4 | Not established
EA | Energy & Atmosphere | 33 | 4 | Not established
MR | Materials & Resources | 18 | 3 | Not established
EQ | Indoor Environmental Quality | 13 | 4 | Not established
PR | Project Priorities | 10 | 3 | Not established
TOTAL |  | 110 | 3.75 | Not established

## 06 Olympia Tech Park
Olympia Technology Park — Green Building Analysis
Building | Olympia Technology Park
Location | Chennai, India
Certification / Rating | IGBC Existing Building — Platinum
Official / Reported Points | 88/90
Certification Date / Period | June 2020
Version / Scope Note | This is an IGBC Existing Building certification, not a LEED certification; the same comparison parameters are used for consistency.
Standardized Evidence Total | 35/5 evidence scale
Official Category Score Information | IGBC scorecard: Site Facility & Management 14; Water Efficiency 26; Energy Efficiency 26; Health & Comfort 10; Innovation 12; Total 88/90.
Parameter | What the parameter checks | Documented implementation / evidence | Common Mark /5 | Why this mark was assigned
IP — Integrative Process, Planning & Assessments | Integrated planning, early analysis, coordination and sustainability goals. | Facility/site management and sustainable-operation practices. | 4 | Good documented evidence, with some credit-level details incomplete.
LT — Location & Transportation | Location, transit, alternative transportation, connectivity and mobility. | Location/transport evidence is available but not as complete as water/energy evidence. | 3 | Some relevant evidence is documented, but important credit-level details/score information are incomplete.
SS — Sustainable Sites | Site development, landscape, stormwater, heat-island and light-pollution measures. | Site facility-management and environmental practices support sustainable-site performance. | 4 | Good documented evidence, with some credit-level details incomplete.
WE — Water Efficiency | Indoor/outdoor water reduction, wastewater, reuse and water monitoring. | Water Efficiency score was 26 in the IGBC scorecard; treated-water reuse and leak detection are documented. | 5 | Strong documented evidence across this parameter.
EA — Energy & Atmosphere | Energy performance, renewables, commissioning, refrigerants and carbon/energy management. | Energy Efficiency score was 26; daily energy monitoring and optimization are documented. | 5 | Strong documented evidence across this parameter.
MR — Materials & Resources | Waste diversion, recycled/regional materials, reuse and responsible sourcing. | Resource-management practices are documented; a complete LEED-style material score is not applicable. | 4 | Good documented evidence, with some credit-level details incomplete.
EQ — Indoor Environmental Quality | Ventilation, low-emitting materials, daylight, views, thermal/occupant comfort. | Health & Comfort score was 10; daylight and occupant-environment measures are documented. | 5 | Strong documented evidence across this parameter.
PR — Project Priorities | Innovation, regional priorities and project-specific sustainability priorities. | Innovation score was 12, including operational/training and sustainability initiatives. | 5 | Strong documented evidence across this parameter.
IMPORTANT
The /5 marks are a standardized comparison created for this workbook. They are NOT the building's official LEED/IGBC certification points. Official points are shown separately above.
LEED v5 110-POINT FRAMEWORK
Code | Parameter | Max Points | Existing Evidence /5 | Official LEED Points
IP | Integrative Process, Planning & Assessments | 1 | 4 | Not established
LT | Location & Transportation | 15 | 3 | Not established
SS | Sustainable Sites | 11 | 4 | Not established
WE | Water Efficiency | 9 | 5 | Not established
EA | Energy & Atmosphere | 33 | 5 | Not established
MR | Materials & Resources | 18 | 4 | Not established
EQ | Indoor Environmental Quality | 13 | 5 | Not established
PR | Project Priorities | 10 | 5 | Not established
TOTAL |  | 110 | 4.38 | Not established

## 07 Anna Library
Anna Centenary Library — Green Building Analysis
Building | Anna Centenary Library
Location | Chennai, India
Certification / Rating | LEED NC Gold
Official / Reported Points | 43 reported
Certification Date / Period | July 2010
Version / Scope Note | Reported as LEED NC Gold; public sources report 43 points.
Standardized Evidence Total | 31/5 evidence scale
Official Category Score Information | Complete LEED category-by-category scorecard was not located in the reviewed sources.
Parameter | What the parameter checks | Documented implementation / evidence | Common Mark /5 | Why this mark was assigned
IP — Integrative Process, Planning & Assessments | Integrated planning, early analysis, coordination and sustainability goals. | Library site and landscape measures support sustainable-site performance. | 3 | Some relevant evidence is documented, but important credit-level details/score information are incomplete.
LT — Location & Transportation | Location, transit, alternative transportation, connectivity and mobility. | Urban Chennai location and access; complete transportation credit score was not located. | 4 | Good documented evidence, with some credit-level details incomplete.
SS — Sustainable Sites | Site development, landscape, stormwater, heat-island and light-pollution measures. | Green-site and building-design measures documented. | 4 | Good documented evidence, with some credit-level details incomplete.
WE — Water Efficiency | Indoor/outdoor water reduction, wastewater, reuse and water monitoring. | Expected potable-water reduction of about 20% is reported. | 4 | Good documented evidence, with some credit-level details incomplete.
EA — Energy & Atmosphere | Energy performance, renewables, commissioning, refrigerants and carbon/energy management. | Expected energy reduction of about 30% is reported. | 4 | Good documented evidence, with some credit-level details incomplete.
MR — Materials & Resources | Waste diversion, recycled/regional materials, reuse and responsible sourcing. | Eco-friendly housekeeping and resource-conscious construction measures are documented. | 3 | Some relevant evidence is documented, but important credit-level details/score information are incomplete.
EQ — Indoor Environmental Quality | Ventilation, low-emitting materials, daylight, views, thermal/occupant comfort. | CO₂ sensors/DCV, MERV filters, 15-day flush-out, daylight and indoor-air-quality measures. | 5 | Strong documented evidence across this parameter.
PR — Project Priorities | Innovation, regional priorities and project-specific sustainability priorities. | Green-building operational practices and environmental design measures. | 4 | Good documented evidence, with some credit-level details incomplete.
IMPORTANT
The /5 marks are a standardized comparison created for this workbook. They are NOT the building's official LEED/IGBC certification points. Official points are shown separately above.
LEED v5 110-POINT FRAMEWORK
Code | Parameter | Max Points | Existing Evidence /5 | Official LEED Points
IP | Integrative Process, Planning & Assessments | 1 | 3 | Not established
LT | Location & Transportation | 15 | 4 | Not established
SS | Sustainable Sites | 11 | 4 | Not established
WE | Water Efficiency | 9 | 4 | Not established
EA | Energy & Atmosphere | 33 | 4 | Not established
MR | Materials & Resources | 18 | 3 | Not established
EQ | Indoor Environmental Quality | 13 | 5 | Not established
PR | Project Priorities | 10 | 4 | Not established
TOTAL |  | 110 | 3.88 | Not established

## 08 Infosys Mysuru
Infosys Mysuru Campus / SDB-08 — Green Building Analysis
Building | Infosys Mysuru Campus / SDB-08
Location | Mysuru, India
Certification / Rating | LEED BD+C: Core & Shell v2009 — Platinum
Official / Reported Points | 89/110
Certification Date / Period | Awarded February 2022
Version / Scope Note | A reproduced LEED scorecard for SDB-08 reports 89/110.
Standardized Evidence Total | 37/5 evidence scale
Official Category Score Information | Reproduced scorecard: SS 23/28; WE 10/10; EA 33/55; MR 6/13; EQ 8/12; Innovation 5/6; Regional Priority 4/4.
Parameter | What the parameter checks | Documented implementation / evidence | Common Mark /5 | Why this mark was assigned
IP — Integrative Process, Planning & Assessments | Integrated planning, early analysis, coordination and sustainability goals. | Sustainable site design and site-development measures. | 4 | Good documented evidence, with some credit-level details incomplete.
LT — Location & Transportation | Location, transit, alternative transportation, connectivity and mobility. | Public-transit credit achieved 6/6 in the reproduced scorecard; other transportation credits are documented. | 5 | Strong documented evidence across this parameter.
SS — Sustainable Sites | Site development, landscape, stormwater, heat-island and light-pollution measures. | 23/28 reported for Sustainable Sites in the reproduced scorecard. | 5 | Strong documented evidence across this parameter.
WE — Water Efficiency | Indoor/outdoor water reduction, wastewater, reuse and water monitoring. | 10/10 reported for Water Efficiency. | 5 | Strong documented evidence across this parameter.
EA — Energy & Atmosphere | Energy performance, renewables, commissioning, refrigerants and carbon/energy management. | 33/55 reported for Energy & Atmosphere, including renewable energy and commissioning. | 5 | Strong documented evidence across this parameter.
MR — Materials & Resources | Waste diversion, recycled/regional materials, reuse and responsible sourcing. | 6/13 reported for Materials & Resources, including recycled/regional materials and construction waste. | 4 | Good documented evidence, with some credit-level details incomplete.
EQ — Indoor Environmental Quality | Ventilation, low-emitting materials, daylight, views, thermal/occupant comfort. | 8/12 reported for Indoor Environmental Quality, including daylight and views. | 4 | Good documented evidence, with some credit-level details incomplete.
PR — Project Priorities | Innovation, regional priorities and project-specific sustainability priorities. | Innovation 5/6 and Regional Priority 4/4 reported. | 5 | Strong documented evidence across this parameter.
IMPORTANT
The /5 marks are a standardized comparison created for this workbook. They are NOT the building's official LEED/IGBC certification points. Official points are shown separately above.
LEED v5 110-POINT FRAMEWORK
Code | Parameter | Max Points | Existing Evidence /5 | Official LEED Points
IP | Integrative Process, Planning & Assessments | 1 | 4 | Not established
LT | Location & Transportation | 15 | 5 | Not established
SS | Sustainable Sites | 11 | 5 | Not established
WE | Water Efficiency | 9 | 5 | Not established
EA | Energy & Atmosphere | 33 | 5 | Not established
MR | Materials & Resources | 18 | 4 | Not established
EQ | Indoor Environmental Quality | 13 | 4 | Not established
PR | Project Priorities | 10 | 5 | Not established
TOTAL |  | 110 | 4.62 | Not established

## 09 DLF Cyber City
DLF Cyber City — Green Building Analysis
Building | DLF Cyber City
Location | Gurugram, India
Certification / Rating | LEED Platinum — Cities & Communities
Official / Reported Points | Point total not located in reviewed sources
Certification Date / Period | 2022 for LEED Platinum Cities & Communities
Version / Scope Note | This is a district/city/community-scale certification, not a single-building BD+C certification.
Standardized Evidence Total | 38/5 evidence scale
Official Category Score Information | Complete LEED Cities & Communities point-by-point scorecard was not located in the reviewed sources.
Parameter | What the parameter checks | Documented implementation / evidence | Common Mark /5 | Why this mark was assigned
IP — Integrative Process, Planning & Assessments | Integrated planning, early analysis, coordination and sustainability goals. | Large-scale sustainable development and integrated site management across the district. | 4 | Good documented evidence, with some credit-level details incomplete.
LT — Location & Transportation | Location, transit, alternative transportation, connectivity and mobility. | Rapid Metro, pedestrian skywalks, shuttle services and EV charging. | 5 | Strong documented evidence across this parameter.
SS — Sustainable Sites | Site development, landscape, stormwater, heat-island and light-pollution measures. | Green development, rainwater harvesting and district-level environmental management. | 5 | Strong documented evidence across this parameter.
WE — Water Efficiency | Indoor/outdoor water reduction, wastewater, reuse and water monitoring. | LEED Zero Water and rainwater-management initiatives are documented. | 5 | Strong documented evidence across this parameter.
EA — Energy & Atmosphere | Energy performance, renewables, commissioning, refrigerants and carbon/energy management. | LEED Zero Water/Zero Waste milestones and energy/environmental management across buildings. | 5 | Strong documented evidence across this parameter.
MR — Materials & Resources | Waste diversion, recycled/regional materials, reuse and responsible sourcing. | Large LEED-certified portfolio and waste-management initiatives. | 5 | Strong documented evidence across this parameter.
EQ — Indoor Environmental Quality | Ventilation, low-emitting materials, daylight, views, thermal/occupant comfort. | WELL Health & Safety and building-level indoor-environment programs are documented. | 4 | Good documented evidence, with some credit-level details incomplete.
PR — Project Priorities | Innovation, regional priorities and project-specific sustainability priorities. | LEED Platinum Cities & Communities plus Zero Water/Zero Waste demonstrate district-scale integrated sustainability. | 5 | Strong documented evidence across this parameter.
IMPORTANT
The /5 marks are a standardized comparison created for this workbook. They are NOT the building's official LEED/IGBC certification points. Official points are shown separately above.
LEED v5 110-POINT FRAMEWORK
Code | Parameter | Max Points | Existing Evidence /5 | Official LEED Points
IP | Integrative Process, Planning & Assessments | 1 | 4 | Not established
LT | Location & Transportation | 15 | 5 | Not established
SS | Sustainable Sites | 11 | 5 | Not established
WE | Water Efficiency | 9 | 5 | Not established
EA | Energy & Atmosphere | 33 | 5 | Not established
MR | Materials & Resources | 18 | 5 | Not established
EQ | Indoor Environmental Quality | 13 | 4 | Not established
PR | Project Priorities | 10 | 5 | Not established
TOTAL |  | 110 | 4.75 | Not established

## 10 Wipro Gurgaon
Wipro Gurgaon — Green Building Analysis
Building | Wipro Gurgaon
Location | Gurugram, India
Certification / Rating | LEED Platinum
Official / Reported Points | 57 reported
Certification Date / Period | 2005 reported
Version / Scope Note | Wipro's sustainability reports confirm the Gurgaon green-building initiative received LEED Platinum; a secondary scorecard reports 57 points.
Standardized Evidence Total | 37/5 evidence scale
Official Category Score Information | Secondary scorecard reports SS 12/14; WE 5/5; EA 14/17; MR 6/13; IEQ 12/15; Innovation 5/5; Regional Priority 3/4.
Parameter | What the parameter checks | Documented implementation / evidence | Common Mark /5 | Why this mark was assigned
IP — Integrative Process, Planning & Assessments | Integrated planning, early analysis, coordination and sustainability goals. | Sustainable campus/site measures including green landscaping. | 4 | Good documented evidence, with some credit-level details incomplete.
LT — Location & Transportation | Location, transit, alternative transportation, connectivity and mobility. | Campus access and site planning support sustainable transportation/site objectives. | 4 | Good documented evidence, with some credit-level details incomplete.
SS — Sustainable Sites | Site development, landscape, stormwater, heat-island and light-pollution measures. | Green-site and heat/landscape measures are documented. | 5 | Strong documented evidence across this parameter.
WE — Water Efficiency | Indoor/outdoor water reduction, wastewater, reuse and water monitoring. | Water-efficient design and management measures are documented. | 5 | Strong documented evidence across this parameter.
EA — Energy & Atmosphere | Energy performance, renewables, commissioning, refrigerants and carbon/energy management. | Efficient chillers, BMS, occupancy controls, timers, daylight and natural ventilation support energy performance. | 5 | Strong documented evidence across this parameter.
MR — Materials & Resources | Waste diversion, recycled/regional materials, reuse and responsible sourcing. | Resource-efficient materials and waste measures are documented; complete primary scorecard not located. | 4 | Good documented evidence, with some credit-level details incomplete.
EQ — Indoor Environmental Quality | Ventilation, low-emitting materials, daylight, views, thermal/occupant comfort. | Double glazing, natural light/ventilation and indoor environmental controls. | 5 | Strong documented evidence across this parameter.
PR — Project Priorities | Innovation, regional priorities and project-specific sustainability priorities. | Integrated green-building design and operational practices. | 5 | Strong documented evidence across this parameter.
IMPORTANT
The /5 marks are a standardized comparison created for this workbook. They are NOT the building's official LEED/IGBC certification points. Official points are shown separately above.
LEED v5 110-POINT FRAMEWORK
Code | Parameter | Max Points | Existing Evidence /5 | Official LEED Points
IP | Integrative Process, Planning & Assessments | 1 | 4 | Not established
LT | Location & Transportation | 15 | 4 | Not established
SS | Sustainable Sites | 11 | 5 | Not established
WE | Water Efficiency | 9 | 5 | Not established
EA | Energy & Atmosphere | 33 | 5 | Not established
MR | Materials & Resources | 18 | 4 | Not established
EQ | Indoor Environmental Quality | 13 | 5 | Not established
PR | Project Priorities | 10 | 5 | Not established
TOTAL |  | 110 | 4.62 | Not established

## 11 Vidyalankar VIT
VIT — EXECUTIVE SUMMARY
Important: the scores below are an evidence-based academic assessment against the LEED v5 July 2026 110-point framework. They are NOT an official LEED certification score for VIT.
Building | Vidyalankar Institute of Technology (VIT), Wadala, Mumbai
Framework | LEED v5 — Building Design and Construction, July 2026
Rating system used for comparison | New Construction — 110 points
Official VIT LEED/IGBC score found | Not located in the reviewed sources
Evidence-based assessment score | 107.6/110
Meaning of the score | Academic/documented-evidence estimate against the LEED v5 category maxima; not a certification result.
LEED v5 CATEGORY SCORE
Code | LEED v5 Parameter | Maximum Points | Evidence Strength | Assessment Points | % of Category | Reason
IP | Integrative Process, Planning & Assessments | 1 | 4/5 | 0.8 | 80% | Environmental/energy audits, sustainability programmes and integrated green-campus initiatives are documented; complete LEED integrative-process documentation was not located.
LT | Location & Transportation | 15 | 5/5 | 15 | 100% | Strong documented evidence for public transport, cycling, car-pooling and pedestrian connectivity.
SS | Sustainable Sites | 11 | 4/5 | 8.8 | 80% | Green campus, landscaping and rainwater/site measures are documented; complete site-credit documentation was not located.
WE | Water Efficiency | 9 | 5/5 | 9 | 100% | Rainwater harvesting/recharge, STP and reuse of treated wastewater are directly documented.
EA | Energy & Atmosphere | 33 | 5/5 | 33 | 100% | Solar initiatives, LED lighting, occupancy controls and passive design are documented.
MR | Materials & Resources | 18 | 5/5 | 18 | 100% | E-waste recycling, composting/waste management and resource-efficiency practices are documented.
EQ | Indoor Environmental Quality | 13 | 5/5 | 13 | 100% | Natural daylight, ventilation, glare control and thermal/visual/acoustic comfort are documented.
PR | Project Priorities | 10 | 5/5 | 10 | 100% | Green VIT Club, sustainability awareness, environmental programmes and project-specific initiatives are documented.
TOTAL |  | 110 |  | 107.6 | 97.8% | Academic evidence-based assessment — not official LEED certification.
VIT — DETAILED ANALYSIS: SAME 8 PARAMETERS
Each parameter has: definition, VIT-specific documented evidence, standardized /5 mark and reason. The marks are not official certification scores.
Code | Parameter | What the parameter checks | VIT-specific documented evidence | Evidence /5 |  |  | LEED v5 Max Points | Assessment Points | Why this assessment
IP | Integrative Process, Planning & Assessments | Checks whether sustainability is considered through integrated planning, assessment, policies, audits, targets and coordination. | VIT has documented environmental/green practices, sustainability initiatives and institutional environmental policies. Its NAAC/AQAR records also document environmental and energy audits/green-campus initiatives. | 4 | 1 | 0.8 | Environmental/energy audits, sustainability programmes and integrated green-campus initiatives are documented; complete LEED integrative-process documentation was not located.
LT | Location & Transportation | Checks site location, access to public transportation, pedestrian connectivity, cycling and reduction of automobile dependence. | VIT's self-study report documents public transport use, suburban railway/city bus/Monorail/Metro connectivity, car-pooling, bicycle use, a 'Bicycle to College Day', and pedestrian-friendly access including the nearby skywalk to Wadala Road station. Its AQAR also records restricted automobile entry, bicycle/battery-powered vehicles and pedestrian-friendly pathways. | 5 | 15 | 15 | Strong documented evidence for public transport, cycling, car-pooling and pedestrian connectivity.
SS | Sustainable Sites | Checks site development, landscaping, green areas, stormwater/rainwater management, heat-island and light-pollution measures. | VIT documents extensive green landscaping, a green campus, rainwater recharge/harvesting and green façade/drainage-related environmental measures. The architectural design also uses an oversized roof and porous building skin. | 4 | 11 | 8.8 | Green campus, landscaping and rainwater/site measures are documented; complete site-credit documentation was not located.
WE | Water Efficiency | Checks reduction of potable-water use, rainwater harvesting, wastewater treatment/reuse, efficient fixtures and water monitoring. | VIT documents rainwater harvesting/recharge, an STP for campus wastewater, reuse of treated wastewater for landscaping, push taps to reduce wastage, and water-conservation awareness. The 2018 self-study report states that treated STP water is used for landscaping. | 5 | 9 | 9 | Rainwater harvesting/recharge, STP and reuse of treated wastewater are directly documented.
EA | Energy & Atmosphere | Checks energy efficiency, renewable energy, lighting controls, building systems, commissioning and energy-management practices. | VIT documents solar-energy projects, a solar power generator procurement record, LED lighting, occupancy-sensor lighting in some areas, energy-conservation programmes, and energy-efficient building design. The architectural design uses natural light/ventilation to reduce electrical energy demand. | 5 | 33 | 33 | Solar initiatives, LED lighting, occupancy controls and passive design are documented.
MR | Materials & Resources | Checks construction/resource efficiency, waste diversion, recycling, e-waste, reuse and responsible material management. | VIT documents e-waste collection and authorized recycling, composting/wet-waste management, plastic-awareness measures, paperless/digital processes and systematic disposal of non-working computers, monitors and printers. The architectural project also reports use of recycled/re-engineered materials. | 5 | 18 | 18 | E-waste recycling, composting/waste management and resource-efficiency practices are documented.
EQ | Indoor Environmental Quality | Checks daylight, natural ventilation, thermal/visual/acoustic comfort, indoor-air quality and occupant conditions. | The campus architecture is documented as using abundant natural light and ventilation, with classrooms designed for light and ventilation from multiple sides. The porous polycarbonate skin reduces glare while allowing natural aeration; VIT's self-study report describes buildings as thermally, visually and acoustically comfortable. | 5 | 13 | 13 | Natural daylight, ventilation, glare control and thermal/visual/acoustic comfort are documented.
PR | Project Priorities | Checks innovation, regional/project priorities, sustainability education and project-specific environmental initiatives. | VIT's Green VIT Club, sustainability awareness programmes, environmental education, research activities, solar/energy projects, water-conservation programmes and e-waste/plastic initiatives demonstrate project-specific sustainability activity. | 5 | 10 | 10 | Green VIT Club, sustainability awareness, environmental programmes and project-specific initiatives are documented.
VIT — EVIDENCE & METRICS
Only information found in the researched sources is recorded as evidence. Missing exact quantities/certification points are not invented.
Area | Documented information | Source type | Currentness / limitation | Relevance
Location & access | Wadala (East), Mumbai; public transport includes suburban railway, city bus, Monorail/Metro; skywalk to Wadala Road station documented. | VIT Self Study Report / NAAC | Historical documentation; exact current modal split not located. | LT
Cycling / mobility | Bicycle use and 'Bicycle to College Day'; car-pooling; green-campus AQAR records bicycle/battery-powered vehicles and pedestrian-friendly pathways. | VIT Self Study Report / AQAR | Exact current bicycle infrastructure count not located. | LT
Water | Rainwater harvesting/recharge, STP, treated wastewater used for landscaping, push taps and water-conservation awareness. | VIT Self Study Report / CSR | Exact current STP capacity and annual water savings not located. | WE
Solar / renewable energy | VIT documents solar-energy projects; a 2018 VIT procurement record specifies a 3 kW solar power generator for M Block Lab 514. | VIT energy documentation / procurement record | The 3 kW document is a procurement record; current campus-wide solar capacity is not established from the reviewed record. | EA
Passive design | Oversized roof, porous skin, natural light and ventilation; classrooms described with multiple sides for light/ventilation. | Architectural project documentation | Architecture source describes the original building/design; current operation may differ. | EA / EQ / SS
Lighting / controls | LED lighting and occupancy-sensor lighting in some washrooms/restrooms are documented. | VIT sustainability documentation | Coverage across all campus spaces not quantified. | EA
Waste / e-waste | E-waste collection, authorized recycling, systematic disposal of computers/monitors/printers, composting/wet-waste measures and plastic awareness. | VIT CSR / AQAR | Exact annual waste quantities/diversion rates not located. | MR
Green campus | Green landscaping, plastic-free initiatives, pedestrian-friendly pathways and environmental awareness programmes documented. | VIT SSR / AQAR | No full site-area or landscape percentage located. | SS / PR
Indoor environment | Buildings described as thermally, visually and acoustically comfortable; natural daylight/ventilation and glare control documented. | VIT SSR / architecture source | No formal indoor-air or thermal-comfort measurements located. | EQ
Sustainability governance | VIT has environmental/green-campus initiatives and NAAC/AQAR environmental documentation. | VIT institutional documents | A complete LEED integrative-process credit file was not located. | IP / PR
VIT — CERTIFICATION / STATUS CHECK
No official LEED/IGBC certification scorecard for VIT was located in the reviewed sources. The 110-point figure in the assessment sheets is an evidence-based academic assessment, not a certification result.
Item | Finding | Source / basis | Interpretation
LEED certification | No official LEED certification record located in reviewed VIT sources. | VIT official site + targeted LEED searches | No LEED score should be assigned without an official scorecard.
IGBC certification | No official IGBC certification record located in reviewed VIT sources. | VIT official site + targeted IGBC searches | No IGBC score should be assigned without an official scorecard.
NAAC | A+ accreditation documented by VIT. | VIT official About/UGC documentation | Institutional accreditation; not a green-building rating.
NBA | Specified engineering programmes are NBA-accredited; VIT's 2025 page lists Information Technology, Computer Engineering, Electronics & Telecommunication Engineering and Biomedical Engineering through June 2028. | VIT official About page | Programme accreditation; not a building certification.
Green / sustainability evidence | Extensive documented sustainability practices across energy, water, mobility, waste, site and indoor environment. | VIT SSR/AQAR/official pages and architecture documentation | Suitable for a parameter-based green-building assessment.
VIT — RESEARCH SOURCES
Primary VIT sources are preferred. Architectural sources are used only for building-design details not found in the institutional records.
Source | URL | Main information used | Source priority
VIT — Sustainability / Energy Conservation | https://vit.ac.in/about/sustainability/energyconservationprogramme | Solar projects, LED lighting, occupancy sensors, energy conservation, solar water heater, efficient computing. | Primary / VIT
VIT — Transportation Policy | https://vit.ac.in/about/Sustainability/TransportationPolicy | Bicycle policy and fossil-fuel vehicle restriction for hostel students. | Primary / VIT
VIT — Self Study Report 2018 | https://vit.edu.in/images/downloads/VIT_SSR_21-09-2018.pdf | Rainwater recharge, STP, treated-water reuse, water conservation, green practices, public transport, cycling, carpooling, pedestrian access, natural/green measures. | Primary / VIT
VIT — AQAR 2022-23 | https://old.vit.edu.in/images/downloads/naac-uploads/2022-23/VIT%20AQAR%202022-23.pdf | Green-campus initiatives, water-conservation facilities, e-waste collection/recycling and environmental/energy audits. | Primary / VIT
VIT — About Us | https://vit.edu.in/about-us/ | NAAC A+, NBA programme accreditation and campus context; CSR activities including STP, composting and e-waste. | Primary / VIT
VIT — CSR | https://vit.edu.in/csr/ | STP, composting, e-waste collection and plastic-awareness initiatives. | Primary / VIT
VIT — Solar procurement record | https://vit.edu.in/images/downloads/naac-uploads/2023-24/7.1.2_QnM_AI_Energy.pdf | 2018 purchase order for a 3 kW solar power generator for M Block Lab 514. | Primary / VIT document
Planet 3 / e-architect project documentation | https://www.e-architect.com/india/mumbai-building | Original building design: natural light/ventilation, oversized roof, porous skin and recycled/re-engineered materials. | Secondary architectural source
ArchDaily — Vidyalankar Institute of Technology | https://www.archdaily.com/15936/vidyalankar-institute-of-technology-planet-3-studios-architecture | Natural light/ventilation, classroom windows, oversized roof and porous skin. | Secondary architectural source
VIT — METHODOLOGY
The analysis applies the exact same 8 parameter categories used for the previous 10-building comparison, but the evidence is VIT-specific.
Rule | The VIT assessment uses the same eight LEED v5 categories as the uploaded July 2026 PDF.
Same parameters | IP, LT, SS, WE, EA, MR, EQ and PR are used without changing the category structure.
VIT-specific evidence | Only VIT-relevant evidence is used for the assessment; building-design evidence is separately identified when it comes from architectural sources.
Standardized /5 marks | Marks represent the strength/completeness of documented evidence for comparison. They are not official LEED/IGBC points.
No invented certification score | Because no official LEED/IGBC scorecard was located, no certification points are assigned.
Source limitations | Where a quantity, current capacity or complete credit-level score was not found, the workbook explicitly records that limitation.
LEED v5 use | The uploaded LEED v5 July 2026 categories are used as the common framework, while historical/current VIT practices are evaluated against those categories rather than treated as LEED-certified credits.
110-point scale | For New Construction, the LEED v5 category maxima sum to 110: IP 1 + LT 15 + SS 11 + WE 9 + EA 33 + MR 18 + EQ 13 + PR 10.
VIT assessment score | 107.6/110 is an evidence-based academic assessment derived from the documented evidence; it is not a LEED certification score.
IMPORTANT
No official LEED/IGBC scorecard was located for VIT. The evidence marks are comparative academic evidence-strength marks, not certification points. Do not treat the 107.6/110 figure in the source VIT workbook as an official LEED score.